## Sheet1
Teams | Dataset # | Toolbox used | Quality/Pruning: Method | Quality/Pruning: Parameters Used | Data quality/pruning: Default | Quality/Pruning: Method: Notes | Quality/Pruning: Total #CH pruned | Quality/Pruning: Total #Sbj pruned | Motion Artifact Method | Motion Artifact Correction: Default Parameters? | Motion Artifact Correction: Parameters Used | Motion Artifact: Notes | Motion Artifact Rejection | Motion Artifact Rejection: Total Rejected (#Trials; #Subjects) copy | Resample/Downsample (Hz) | Filtering | Filtering Cutoff (Hz_cutoff; type; order) | Filtering (type; order) | Did you use Default Parameters for your Filters? | Filtered Signal | Removal of the Global Signals during Preprocessing | MBLL DPF/PPF | Non-GLM: Method | Non-GLM: Notes | GLM: Method | GLM AR Order | GLM: Method: Notes | GLM: HRF Regressor | GLM: HRF Regressor: Notes | GLM: Other Regressors | GLM: Other Regressors: Notes | Stat Analysis: Software | Stat Analysis: Method | Stat Analysis: On Signal Type | Stat Analysis: Signal Space | Channel Selection Method | Channel Selection | ROI Method | Stat Analysis: Metric | Test for Normality | Outlier Removal | Stat Analysis: Sample Size after rejections (#Channels; #Subjects) | Stat Analysis: Threshold (p< X) | Multiple Comparisons Correction | Other Comments | Block Averaging: Window time range | Block Averaging: Modifiers | How confident are you with your fNIRS signal analysis skills | Contributors | Analysis Confidence | Results confidence | Other | Other copy | Other copy copy | Other copy copy copy | Block Averaging: Detrending: Other | Other Regressor | Other Stats Software | Other Stats Method | Other Stats Metric | Did you use Default Parameters for AR model order?
uMOVErs_2 | 1 | AnalyzIR | SCI (Scalp-Coupling Index) | SCI_thresh = 0.7 |  | 1 subject excluded from dataset #2 (motor). 92 channels excluded from dataset #1 in total (audio, all subjects). 446 channels excluded from dataset #2 in total (motor, all subjects, all sessions). 92+446 = 538 in total, for both datasets, all subjects, all sessions. Channels were discarded by replacing their data with NaN in dataset #1. In dataset #2, channels were not included in ROI. | 92 | 0 | N/A |  | N/A (no MA correction) |  |  |  |  | N/A | N/A (no filter) | N/A (no filter) |  | N/A | Other | PPF = [0.1 0.1] | GLM |  | AR-IRLS (Autoregressive model based pre-whitening filter and robust regression) | N/A (pre-whitening) |  | Canonical | peakTime = 4; uShootTime = 16; peakDisp = 1; uShootDisp = 1; ratio = 1/6; duration = 32; incDeriv = false | Short Channels |  | Matlab | Linear Mixed Effects | HbO only | ROI |  |  | fOLD | beta values provided by GLM | N/A |  |  | 0.05 | FDR,Benjamini-Hochberg | We used FDR p < 0.05 for all significance tests. |  |  |  | Alexander Kvist: conceptualization, method, analysis, interpretation Franziska Albrecht: conceptualization, method, interpretation Erika Franzén: conceptualization, method | 3 | 3 |  |  |  | SIgnal was cut to 1 second before first stimulus and 1 second after last stimulus, using toolbox function TrimBaseline. | [5 empty] | checked
uMOVErs_2 | 2 | AnalyzIR | SCI (Scalp-Coupling Index) | SCI_thresh = 0.7 |  | 1 subject excluded from dataset #2 (motor). 92 channels excluded from dataset #1 in total (audio, all subjects). 446 channels excluded from dataset #2 in total (motor, all subjects, all sessions). 92+446 = 538 in total, for both datasets, all subjects, all sessions. Channels were discarded by replacing their data with NaN in dataset #1. In dataset #2, channels were not included in ROI. | 446 | 1 | N/A |  | N/A (no MA correction) |  |  |  |  | N/A | N/A (no filter) | N/A (no filter) |  | N/A | Other | PPF = [0.1 0.1] | GLM |  | AR-IRLS (Autoregressive model based pre-whitening filter and robust regression) | N/A (pre-whitening) |  | Canonical | peakTime = 4; uShootTime = 16; peakDisp = 1; uShootDisp = 1; ratio = 1/6; duration = 32; incDeriv = false | Short Channels |  | Matlab | Linear Mixed Effects | HbO only | ROI |  |  | fOLD | beta values provided by GLM | N/A |  |  | 0.05 | FDR,Benjamini-Hochberg | We used FDR p < 0.05 for all significance tests. |  |  |  | Alexander Kvist: conceptualization, method, analysis, interpretation Franziska Albrecht: conceptualization, method, interpretation Erika Franzén: conceptualization, method | 3 | 3 |  |  |  | SIgnal was cut to 1 second before first stimulus and 1 second after last stimulus, using toolbox function TrimBaseline. | [5 empty] | checked
C-BRAIN | 1 | AnalyzIR | Visual Inspection of Time Domain | N/A (visual inspection) | checked |  |  | 7 | Wavelet Filter | checked | STDEVthresh = 5; wbasis = sym8; removeLowFreq = true; |  |  |  | 2 | N/A | f_hp = 0.016; f_lp = 0.5 | filter_type = butter; filter_order = 4 | checked | N/A | No | DPF = [5 5] | GLM |  | AR-IRLS (Autoregressive model based pre-whitening filter and robust regression) | N/A (pre-whitening) | Akaike model-order (AIC) selection to whiten the model and Tukey's bisquare function for weighting the regressors | Canonical | peakTime = 4; uShootTime = 16; peakDisp = 1; uShootDisp = 1; ratio = 1/6; duration = 32; incDeriv = false | Short Channels |  | nirs toolbox | Mixed Effects Model | HbO only | Channel |  |  | using demographic information and estimate the standard coordination using Mangoviewer | beta values provided by GLM | N/A |  |  | 0.05 | FDR |  |  |  |  | Ali Rahimpour Jounghani: quality checking, using data analysis toolbox, exploratory data analysis using different approaches, filling out the questionnaire. Hadi Hosseini: review and interpret the statistical results, and conclude based on the neuroscientific interpretation. | 4 | 3 | [9 empty] | checked
C-BRAIN | 2 | AnalyzIR | Visual Inspection of Time Domain | N/A (visual inspection) | checked |  |  | 3 | TDDR | checked | usePCA = false; filter_split = 0.5; filter_order = 3; filter_type = butter; weight_tune = ¦d/dt¦/ (sigma*4.685); split_PosNeg = false; |  |  |  | 1 | N/A | f_hp = 0.016; f_lp = 0.5 | filter_type = butter; filter_order = 4 | checked | N/A | No | DPF = [5 5] | GLM |  | AR-IRLS (Autoregressive model based pre-whitening filter and robust regression) | N/A (pre-whitening) |  | FIR | FIR-Deconvolution, binwidth:1.5s, nbins:10, boxcar | Short Channels |  | Matlab,nirs toolbox | Mixed Effects Model | HbO only | Channel |  |  | based on provided demographic information, we estimate the ROIs using Mangoviewer | beta values provided by GLM | N/A |  |  | 0.05 | FDR |  |  |  |  | Ali Rahimpour Jounghani: quality checking, using data analysis toolbox, exploratory data analysis using different approaches, filling out the questionnaire. Hadi Hosseini: review and interpret the statistical results, and conclude based on the neuroscientific interpretation. | 4 | 4 | [9 empty] | checked
Copenhagen fnirs crew | 1 | AnalyzIR | SCI (Scalp-Coupling Index) | SCI_thresh = 0.7 |  | On average we rejected 10 channels per subject within the audio dataset (min 2, max 21). | 170 |  | TDDR | checked | usePCA = false; filter_split = 0.5; filter_order = 3; filter_type = butter; weight_tune = ¦d/dt¦/ (sigma*4.685); split_PosNeg = false; |  |  |  |  | LowPass,HighPass | f_hp = 0.02; f_lp = 0.7 | filter_type = butter; filter_order = 5 |  | OD | No | PPF = [0.1 0.1] | GLM |  | AR-IRLS (Autoregressive model based pre-whitening filter and robust regression) | N/A (pre-whitening) |  | Canonical | peakTime = 4; uShootTime = 16; peakDisp = 1; uShootDisp = 1; ratio = 1/6; duration = 32; incDeriv = false | PCA of the Short Channels |  | nirs toolbox | Linear Mixed Effects | HbO only | ROI |  |  | We used the fOLD toolbox with a criterium of at least 35% specificity to consider the channels corresponding to a certain ROI. | beta values provided by GLM | N/A |  |  | 0.05 | Benjamini-Hochberg | We are looking forward to hear about the outcome of FRESH! For other comments regarding issues we noticed during the analysis, please have a look in the report we submitted. |  |  |  | Alina Schulte: Data analysis, report writing Maaike Van Eeckhoutte: Data analysis, report writing Tirdad Seifi Ala: Data analysis Hamish Innes-Brown: Review and supervision | 3 | 3 | [9 empty] | checked
Bionics Institute HUM team | 2 | AnalyzIR, Custom: Matlab,HOMER3 | N/A | N/A (no pruning) |  |  |  |  | TDDR |  | usePCA = false; filter_split = 0.5; filter_order = 3; filter_type = butter; weight_tune = ¦d/dt¦/ (sigma*4.685); split_PosNeg = true; |  |  |  |  | LowPass,HighPass | f_hp = 0.01; f_lp = 0.25; | filter_order = 8; |  | Hemoglobin | No | PPF = [0.1 0.1] | Block Averaging |  | N/A |  |  | N/A | N/A | N/A |  | N/A | Other | HbO only | ROI |  |  | Yes - NIRS toolbox to select for motor region | Other | N/A |  |  | 0.05; | Bonferroni |  | [-3 12] | Baseline correction |  | Tommy Peng - full analysis of dataset 1. Ishara Paranawithana - ROI and pre-processing pipeline definition and selection of dataset 2. Darren Mao - rest of the analysis of dataset 2. | 5 | 4 | [7 empty] | Hotelling T2 test | Took five evenly spaced bins between 2 and 8 seconds post-stimulus. Hotelling T2 test on these 5-dimensional points
Optical Bioimaging Lab UH | 1 | AnalyzIR, QT NIRS,Custom: Matlab | SCI (Scalp-Coupling Index),PSP (Cardiac Power Spectrum Peak) | SCI_thresh = 0.70 ; PSP Threshold = 0.10 ; f_cutoff = [0.5, 2.5] ; Condition_mask = ‘all’ ; Window time = 5 sec ; QUALITY_thresh = 0.7 |  | Channel pruning was done by using QT-NIRS Matlab-based data quality assessment software. The sci and psp thresholds were 0.7 and 0.1 respectively. A channel had to yield at least 70% of good quality data to be recognized as a good channel. In motor dataset, each snirf file represented a stimulus and data pruning was performed for each stimulus, no subjects were excluded from the analysis, but the total number of channels that were removed as bad channels was 566. For the audio dataset, a single snirf file consisted of all the stimuli, unlike the motor dataset. The total number of channels removed was 217. No subjects were excluded from the analysis. | 217 | 0 | N/A |  | N/A (no MA correction) |  |  |  |  | LowPass,HighPass | f_hp = 0.5; f_lp = 2.5 | filter_type = butter; filter_order = 1 |  | Raw intensity | No | PPF = [0.1 0.1] | GLM |  | AR-IRLS (Autoregressive model based pre-whitening filter and robust regression) | (4x sampling frequency) , Cochrane-Orcutt method (Orcutt G. H., Cochrane D., J. Am. Stat. Assoc. 44, 356–372 (1949) 10.1080/01621459.1949.10483312) | The GLM method used in this analysis was the default one provided with NIRS-Toolbox | Canonical | peakTime = 4; uShootTime = 16; peakDisp = 1; uShootDisp = 1; ratio = 1/6; duration = 32; incDeriv = false | N/A |  | Matlab,nirs toolbox | F Statistics,Mixed Effects Model,Paired t-Test,Multiple Comparisons Correction,Two-tailed t-test | HbO only,HbO and HbR | Channel,ROI |  |  | ROIs were chosen to test some specific hypothesis based on the research questions. Otherwise, we sticked to the beta values of channels after GLM for statistical testing. We checked the probe information by plotting the sources, detectors and channels in a 3D head model in NIRS-Toolbox and defined our ROIs visually. No additional toolbox was used to define the ROIs. If in the research question, a cortex or particularly a bigger region of brain was asked to select, and several channels covered that region, we considered those channels collectively as the region of interest. If a very small part of the brain was asked to test such as a gyrus and it was covered by only one channel, we used the GLM results of that specific channel only. | beta values provided by GLM | N/A |  |  | 0.05 | Benjamini-Hochberg | We made our analysis based on the HbO signal mainly for both motor and audio datasets. But we also looked at the results of jointTest function offered by Nirs-Toolbox which takes HbO and HbR both the signals into consideration and gives a single p-value for the motor dataset. In the statistical testing part we utilized the p values to test each hypothesis for the audio dataset, whereas for the motor dataset, q values (Benjamini-Hochberg FDR corrected P values) were used. |  |  |  | Talukdar Raian Ferdous (Team Lead): Talukdar Raian Ferdous participated in all aspects of this project. He conducted preprocessing steps, made analysis plans and ran statistical tests. Coding scripts were mainly written and compiled by him. He was acting as the main lead and submitted the results to the FRESH study on behalf of his team Optical Bioimaging Lab UH. Samuel Montero Hernandez: Dr. Samuel Montero Hernandez significantly contributed to the preprocessing steps, particularly channel pruning, making analysis plans and suggesting statistical tests. Luca Pollonini: Dr. Luca Pollonini supervised the project's overall progress and particularly contributed to preprocessing steps and analysis plans and statistical tests. | 5 | 5 | [9 empty] | checked
Reviewer 2 | 1 | AnalyzIR,AtlasViewer,Custom: Matlab,QT NIRS | PSP (Cardiac Power Spectrum Peak),SCI (Scalp-Coupling Index) | PSP_thresh = 0.1; SCI_thresh = 0.65; QUALITY_thresh = 0.60 |  | Subjects = 5 due to pruning; and 1 subject (first subject) because it had dibfferent stimulus timing than the others; number of channels depends on (remaining) subject, on average +/- standard deviation: 1.64 +/- 1.21 channels (range: 0-3 channels) | 28 | 6 | TDDR | checked | usePCA = false; filter_split = 0.5; filter_order = 3; filter_type = butter; weight_tune = ¦d/dt¦/ (sigma*4.685); split_PosNeg = false; | there are actually no parameters to tune for TDDR |  |  | 5 | LowPass,HighPass | f_hp = 0.005; f_lp = 0.3; | filter_type = butter; filter_order = 2 |  | Hemoglobin | Other | PPF = [0.1 0.1] | GLM |  | AR-IRLS (Autoregressive model based pre-whitening filter and robust regression) | N/A (pre-whitening) |  | FIR | N/A | N/A |  | Matlab | Wilcoxon signed-rank test | HbO and HbR | Channel,ROI |  |  | We used AtlasViewer to project the channel locations to the cortex and to label (i.e., AAL labels as provided by AtlasViewer) the positions accordingly | beta values provided by GLM | N/A |  |  | 0.05 | FDR | We visually inspected the data with respect to normality, i.e., by plotting the histograms; as expected, nothin was even close to a normal distribution It was a big problem to load the snirf data with the nirs toolbox. We had to write a workaround for that. We tried several versions of AtlasViewer and had a lot of problems to make it work properly. In short, AtlasViewer was not able to calculate the channel positions based on the optode information but it was no problem to project the optode locations to the cortex. At the end we calculated the channel positions the same way AtlasViewer would do and generated a new digpts.txt file where we put the channel position info as optode positions and projected then these positions to the cortex. We are quite certain that the output of this workaround corresponds to the output that would be generated by the 'normal way', however, it was really annoying that AtlasViewer is so unhandy and does not work properly. |  |  |  | Fix load snirf function: Franziska Klein Preprocessing (scripting): Franziska Klein ROI definition (scripting of AtlasViewer workaround etc.): Franziska Klein ROI definition (defining ROIs based on labels.): Franziska Klein & Katharina Stute GLM analysis (scripting): Franziska Klein & Katharina Stute Statistical Analysis: Franziska Klein Results Discussion: Franziska Klein & Katharina Stute Results Reporting: Franziska Klein & Katharina Stute | 4 | 4 |  |  |  | cleaning GLM: remove stimulus info and add only nuisance regressors (i.e., short-distance channels); extract residuals (i.e., cleaned data) and add back stimulus info and continue | [5 empty] | checked
NIRS-riders | 1 | AnalyzIR,Custom: Matlab,NIRS Toolbox,QT NIRS | PSP (Cardiac Power Spectrum Peak),SCI (Scalp-Coupling Index) | SCI_thresh = 0.6; PSP = 0.1 |  | I could not enter anything in the box above (Total number of subjects or channels "discarded" due to data quality/pruning) => here the answer: Subjects = 0; Channels = 180; | 180 | 0 | TDDR | checked | usePCA = false; filter_split = 0.5; filter_order = 3; filter_type = butter; weight_tune = ¦d/dt¦/ (sigma*4.685); split_PosNeg = false; |  |  |  |  | LowPass,HighPass | f_hp = 0.01; f_lp = 0.09 | filter_type = butter; filter_order = 2 | checked | Hemoglobin | Other | PPF = [0.1 0.1] | GLM |  | AR-IRLS (Autoregressive model based pre-whitening filter and robust regression) | N/A (pre-whitening) |  | Canonical | peakTime = 6; uShootTime = 16; peakDisp = 1; uShootDisp = 1; ratio = 1/6; duration = 32; incDeriv = false | N/A |  | N/A | Repeated Measures ANOVA | HbO and HbR | ROI |  |  | fOLD | beta values provided by GLM | N/A |  |  | 0.05 | None | We used Tukey for multiple comparison correction |  |  |  | David Mehler & Wiebke Ringels (both significant contribution to all parts of submission) | 3 | 4 |  |  |  | Systemic Activity Correction with GLM | [5 empty] | checked
Reviewer 2 | 2 | AnalyzIR,Custom: Matlab,QT NIRS,AtlasViewer | SCI (Scalp-Coupling Index),PSP (Cardiac Power Spectrum Peak) | PSP_thresh = 0.1; SCI_thresh = 0.65; QUALITY_thresh = 0.60 |  | In the above field it is only possible to enter a single value. Discarded: Subjects = 1; number of channels depends on subject, on average +/- standard deviation: 3.33 +/- 1.73 channels (range: 0-6 channels) | 33 | 1 | TDDR | checked | usePCA = false; filter_split = 0.5; filter_order = 3; filter_type = butter; weight_tune = ¦d/dt¦/ (sigma*4.685); split_PosNeg = false; | there are actually no parameters to tune for TDDR |  |  | 5 | LowPass,HighPass | f_hp = 0.03; f_lp = 0.09; | filter_type = butter; filter_order = 2 |  | Hemoglobin | Other | PPF = [0.1 0.1] | GLM |  | AR-IRLS (Autoregressive model based pre-whitening filter and robust regression) | N/A (pre-whitening) |  | FIR | N/A | N/A |  | Matlab | Wilcoxon signed-rank test | HbO and HbR | Channel,ROI |  |  | We used AtlasViewer to project the channel locations to the cortex and to label (i.e., AAL labels as provided by AtlasViewer) the positions accordingly | beta values provided by GLM | N/A |  |  | 0.05 | FDR | We visually inspected the data with respect to normality, i.e., by plotting the histograms; as expected, nothin was even close to a normal distribution It was a big problem to load the snirf data with the nirs toolbox. We had to write a workaround for that. We tried several versions of AtlasViewer and had a lot of problems to make it work properly. In short, AtlasViewer was not able to calculate the channel positions based on the optode information but it was no problem to project the optode locations to the cortex. At the end we calculated the channel positions the same way AtlasViewer would do and generated a new digpts.txt file where we put the channel position info as optode positions and projected then these positions to the cortex. We are quite certain that the output of this workaround corresponds to the output that would be generated by the 'normal way', however, it was really annoying that AtlasViewer is so unhandy and does not work properly. |  |  |  | Fix load snirf function: Franziska Klein Preprocessing (scripting): Franziska Klein ROI definition (scripting of AtlasViewer workaround etc.): Franziska Klein ROI definition (defining ROIs based on labels.): Franziska Klein & Katharina Stute GLM analysis (scripting): Franziska Klein & Katharina Stute Statistical Analysis: Franziska Klein Results Discussion: Franziska Klein & Katharina Stute Results Reporting: Franziska Klein & Katharina Stute | 4 | 4 |  |  |  | cleaning GLM: remove stimulus info and add only nuisance regressors (i.e., short-distance channels); extract residuals (i.e., cleaned data) and add back stimulus info and continue | [5 empty] | checked
FRESH at Western | 1 | AnalyzIR,HOMER3 | Other | N/A (no pruning) |  | We opted to not exclude any timepoints, trials, channels, runs, participants, etc. Our main reasons include (a) limited data available, and (b) we used AR-IRLS which should be effective at down-weighting sources of noise that may otherwise need to have been removed. | 0 | 0 | Spline Interpolation,Wavelet Filter |  | tMotion = 1; tMask = 1; STDEVthresh = 8; AMPthresh = 0.4; p = 0.99, sthresh_wavelet = 1.08; iqr_wavelet= 0.8; removeScaling = True | This pipeline is exclusive to our OLS analysis. We did not perform any motion correction when doing AR-IRLS analysis. |  |  | 4 | HighPass | N/A | filter_type = wavelet |  | OD | Other | PPF = [0.1 0.1] | GLM |  | AR-IRLS (Autoregressive model based pre-whitening filter and robust regression),OLS (Ordinary Least Squares) | Pre-whitening with a 10 sec model (OLS only). | All short channels were regressed from each long channel (independently for HbO and HbR). | Canonical | peakTime = 4; uShootTime = 16; peakDisp = 1; uShootDisp = 1; ratio = 1/6; duration = 32; incDeriv = false | Short Channels |  | nirs toolbox | Robust Mixed Effects Model | HbO and HbR | ROI,Channel |  |  | We used meta-analysis maps from Neurosynth (https://neurosynth.org/) to define channel weighting for all ROIs. In cases where the channels selected by this process were not symmetrical by hemisphere, we did not force symmetry (e.g., Heschl’s Gyrus). | beta values provided by GLM | N/A | We did not explicitly remove any outliers. However, the robust mixed effects model used and AR-IRLS would have down-weighted the outliers. |  | 0.05 | N/A | Homer3 was used during Spline Interpolation only. The rest were performed in NIRS Toolbox/AnalyzIR. Our Robust Mixed Effects model used a Random Effects formula. The motor dataset structure was very unfamiliar to us since our group generally does not separate conditions by runs. Since we do not have any experience analyzing data from such paradigms, the methods we have used in our analyses might not be optimal. Also, we tend to focus on group-level analyses. We were more lenient in our preprocessing and analyses that we typically are. This was due to data quality, unfamiliar paradigm structure, auditory ROIs that are generally difficult to target with fNIRS, and low sample size. We analyzed the data using two pipelines (OLS and AR-IRLS) and evaluated the extent of agreement between their results. When doing OLS, we used all preprocessing steps included above. During AR-IRLS, we did not include any supplementary motion correction or pre-whitening (since these are already included in the AR-IRLS algorithm). When interpreting results, we looked for agreement between HbO and HbR signals. However, in cases that the results were significant only in one signal, we reported it accordingly. |  |  |  | Kevin Stubbs (Team Lead, Coding, Planning, Interpretation), Homa Vahidi (Planning, Interpretation), Michaela Kent (Planning, Interpretation), Siying Luan (Planning, Interpretation) | 4 | 3 |  | We used visual inspection at various levels of preprocessing to ensure parameters we had chosen were as effective as possible but we did not prune. |  | When doing OLS analysis, we pre-whitened the HbO and HbR signals using an Auto-Regressive (AR) method with a 10sec model.
FRESH at Western | 2 | AnalyzIR,HOMER3 | Other | N/A (no pruning) |  | We opted to not exclude any timepoints, trials, channels, runs, participants, etc. Our main reasons include (a) limited data available, and (b) we used AR-IRLS which should be effective at down-weighting sources of noise that may otherwise need to have been removed. | 0 | 0 | Spline Interpolation,Wavelet Filter |  | tMotion = 1; tMask = 1; STDEVthresh = 8; AMPthresh = 0.4; p = 0.99, sthresh_wavelet = 1.08; iqr_wavelet= 0.8; removeScaling = True | This pipeline is exclusive to our OLS analysis. We did not perform any motion correction when doing AR-IRLS analysis. |  |  | 4 | HighPass | N/A | filter_type = wavelet |  | OD | Other | PPF = [0.1 0.1] | GLM |  | AR-IRLS (Autoregressive model based pre-whitening filter and robust regression),OLS (Ordinary Least Squares) | Pre-whitening with a 10 sec model (OLS only). | All short channels were regressed from each long channel (independently for HbO and HbR). | Canonical | peakTime = 4; uShootTime = 16; peakDisp = 1; uShootDisp = 1; ratio = 1/6; duration = 32; incDeriv = false | Short Channels |  | nirs toolbox | Robust Mixed Effects Model | HbO and HbR | ROI,Channel |  |  | We used meta-analysis maps from Neurosynth (https://neurosynth.org/) to define channel weighting for all ROIs. In cases where the channels selected by this process were not symmetrical by hemisphere, we did not force symmetry (e.g., Heschl’s Gyrus). | beta values provided by GLM | N/A | We did not explicitly remove any outliers. However, the robust mixed effects model used and AR-IRLS would have down-weighted the outliers. |  | 0.05 | N/A | Homer3 was used during Spline Interpolation only. The rest were performed in NIRS Toolbox/AnalyzIR. Our Robust Mixed Effects model used a Random Effects formula. The motor dataset structure was very unfamiliar to us since our group generally does not separate conditions by runs. Since we do not have any experience analyzing data from such paradigms, the methods we have used in our analyses might not be optimal. Also, we tend to focus on group-level analyses. We were more lenient in our preprocessing and analyses that we typically are. This was due to data quality, unfamiliar paradigm structure, auditory ROIs that are generally difficult to target with fNIRS, and low sample size. We analyzed the data using two pipelines (OLS and AR-IRLS) and evaluated the extent of agreement between their results. When doing OLS, we used all preprocessing steps included above. During AR-IRLS, we did not include any supplementary motion correction or pre-whitening (since these are already included in the AR-IRLS algorithm). When interpreting results, we looked for agreement between HbO and HbR signals. However, in cases that the results were significant only in one signal, we reported it accordingly. |  |  |  | Kevin Stubbs (Team Lead, Coding, Planning, Interpretation), Homa Vahidi (Planning, Interpretation), Michaela Kent (Planning, Interpretation), Siying Luan (Planning, Interpretation) | 4 | 3 |  | We used visual inspection at various levels of preprocessing to ensure parameters we had chosen were as effective as possible but we did not prune. |  | When doing OLS analysis, we pre-whitened the HbO and HbR signals using an Auto-Regressive (AR) method with a 10sec model.
Copenhagen fnirs crew | 2 | AnalyzIR,NIRS Toolbox | SCI (Scalp-Coupling Index) | SCI_thresh = 0.7 |  | On average over the 4 datasets, we discarded 13 channels per subject (min=2, max = 63) |  |  | TDDR | checked | usePCA = false; filter_split = 0.5; filter_order = 3; filter_type = butter; weight_tune = ¦d/dt¦/ (sigma*4.685); split_PosNeg = false; |  |  |  | 3.9 | LowPass,HighPass | f_hp = 0.02; f_lp = 0.7 | filter_type = butter; filter_order = 5 |  | OD | No | PPF = [0.1 0.1] | GLM |  | AR-IRLS (Autoregressive model based pre-whitening filter and robust regression) | N/A (pre-whitening) |  | Canonical | peakTime = 4; uShootTime = 16; peakDisp = 1; uShootDisp = 1; ratio = 1/6; duration = 32; incDeriv = false | PCA of the Short Channels |  | Matlab | Linear Mixed Effects | HbO only | ROI |  |  | We used the same channels as reported in the corresponding paper by Novi et al. | beta values provided by GLM | N/A |  |  | 0.05 | Benjamini-Hochberg | See report and questionnaire for dataset 1. |  |  |  | see questionnaire for dataset 1. | 3 | 3
Learning Brain Lab | 2 | AnalyzIR,NIRS Toolbox,MNE,QT NIRS | SCI (Scalp-Coupling Index),SNR Threshold | SCI_thresh = 0.6; QUALITY_thresh = 0.65 | checked | No subject was discarded, but 290 channels (11%) were removed based on QT-NIRS. | 290 | 0 | TDDR | checked | usePCA = false; filter_split = 0.5; filter_order = 3; filter_type = butter; weight_tune = ¦d/dt¦/ (sigma*4.685); split_PosNeg = false; |  |  |  | 8 | LowPass,HighPass | f_hp = 0.01; f_lp = 0.09 | filter_type = butter; filter_order = 4 |  | Raw intensity | N/A | PPF = [0.1 0.1] | GLM |  | AR-IRLS (Autoregressive model based pre-whitening filter and robust regression) | N/A (pre-whitening) | We used the GLM function (canonical) of the NIRStoolbox with default parameters. | Canonical | peakTime = 4; uShootTime = 16; peakDisp = 1; uShootDisp = 1; ratio = 1/6; duration = 32; incDeriv = false | Short Channels |  | nirs toolbox | Other | HbO and HbR | ROI |  |  | Based on expert's visual inspection of the 2D plots created in NIRStoolbox | beta values provided by GLM | N/A |  |  | 0.05 | N/A |  |  |  |  | Hadi Borjkhani & Mojtaba Soltanlou equally contributed to all the steps. | 5 | 5 | [7 empty] | We used ttest in subject level by using nirs.math.combineStats function with all default parameters in NIRStoolbox |  | checked
Learning Brain Lab | 1 | AnalyzIR,NIRS Toolbox,QT NIRS,MNE | SCI (Scalp-Coupling Index),SNR Threshold | SCI_thresh = 0.6; QUALITY_thresh = 0.65; | checked | No subject was discarded, but 84 channels (19%) were removed based on QT-NIRS. | 84 | 0 | TDDR,Targeted PCA | checked | usePCA = true; filter_split = 0.5; filter_order = 3; filter_type = butter; weight_tune = ¦d/dt¦/ (sigma*4.685); split_PosNeg = false; | We applied TDDR with PCA enabled with all default parameters within NIRStoolbox. |  |  | 4 | LowPass,HighPass | f_hp = 0.01; f_lp = 0.09 | filter_type = butter; filter_order = 4 | checked | Raw intensity | No | PPF = [0.1 0.1] | GLM |  | AR-IRLS (Autoregressive model based pre-whitening filter and robust regression) | Canonical |  | Canonical | peakTime = 4; uShootTime = 16; peakDisp = 1; uShootDisp = 1; ratio = 1/6; duration = 32; incDeriv = false | Short Channels |  | nirs toolbox | Mixed Effects Model | HbO and HbR | ROI |  |  | Based on expert's visual inspection of the 2D plots created in NIRStoolbox | beta values provided by GLM | N/A |  |  | 0.05 | N/A |  |  |  |  | Hadi Borjkhani & Mojtaba Soltanlou equally contributed in all the steps. | 5 | 5 |  | QT-NIRS (SCI = 0.6, Qthreshold = 0.65) | [7 empty] | checked
Optical Bioimaging Lab UH | 2 | AnalyzIR,QT NIRS,Custom: Matlab | SCI (Scalp-Coupling Index),PSP (Cardiac Power Spectrum Peak) | SCI_thresh = 0.70 ; PSP Threshold = 0.10 ; f_cutoff = [0.5, 2.5] ; Condition_mask = ‘all’ ; wdw_length = 5 ; QUALITY_thresh = 0.7 |  | Channel pruning was done by using QT-NIRS Matlab-based data quality assessment software. The sci and psp thresholds were 0.7 and 0.1 respectively. A channel had to yield at least 70% of good quality data to be recognized as a good channel. In motor dataset, each snirf file represented a stimulus and data pruning was performed for each stimulus, no subjects were excluded from the analysis, but the total number of channels that were removed as bad channels was 566. For the audio dataset, a single snirf file consisted of all the stimuli, unlike the motor dataset. The total number of channels removed was 217. No subjects were excluded from the analysis. | 566 | 0 | N/A |  | N/A (no MA correction) |  |  |  |  | LowPass,HighPass | f_hp = 0.5; f_lp = 2.5 | filter_type = butter; filter_order = 1 |  | Raw intensity | No | PPF = [0.1 0.1] | GLM |  | AR-IRLS (Autoregressive model based pre-whitening filter and robust regression) | (4x sampling frequency) , Cochrane-Orcutt method (Orcutt G. H., Cochrane D., J. Am. Stat. Assoc. 44, 356–372 (1949) 10.1080/01621459.1949.10483312) | The GLM method used in this analysis was the default one provided with NIRS-Toolbox | Canonical | peakTime = 4; uShootTime = 16; peakDisp = 1; uShootDisp = 1; ratio = 1/6; duration = 32; incDeriv = false | N/A |  | Matlab,nirs toolbox | F Statistics,Mixed Effects Model,Paired t-Test,Multiple Comparisons Correction,Two-tailed t-test | HbO only,HbO and HbR | Channel,ROI |  |  | ROIs were chosen to test some specific hypothesis based on the research questions. Otherwise, we sticked to the beta values of channels after GLM for statistical testing. We checked the probe information by plotting the sources, detectors and channels in a 3D head model in NIRS-Toolbox and defined our ROIs visually. No additional toolbox was used to define the ROIs. If in the research question, a cortex or particularly a bigger region of brain was asked to select, and several channels covered that region, we considered those channels collectively as the region of interest. If a very small part of the brain was asked to test such as a gyrus and it was covered by only one channel, we used the GLM results of that specific channel only. | beta values provided by GLM | N/A |  |  | 0.05 | Benjamini-Hochberg | We made our analysis based on the HbO signal mainly for both motor and audio datasets. But we also looked at the results of jointTest function offered by Nirs-Toolbox which takes HbO and HbR both the signals into consideration and gives a single p-value for the motor dataset. In the statistical testing part we utilized the p values to test each hypothesis for the audio dataset, whereas for the motor dataset, q values (Benjamini-Hochberg FDR corrected P values) were used. |  |  |  | Talukdar Raian Ferdous (Team Lead): Talukdar Raian Ferdous participated in all aspects of this project. He conducted preprocessing steps, made analysis plans and ran statistical tests. Coding scripts were mainly written and compiled by him. He was acting as the main lead and submitted the results to the FRESH study on behalf of his team Optical Bioimaging Lab UH. Samuel Montero Hernandez: Dr. Samuel Montero Hernandez significantly contributed to the preprocessing steps, particularly channel pruning, making analysis plans and suggesting statistical tests. Luca Pollonini: Dr. Luca Pollonini supervised the project's overall progress and particularly contributed to preprocessing steps and analysis plans and statistical tests. | 5 | 5 | [9 empty] | checked
BabyRhythm_UNIPD | 1 | Custom: Matlab | Other | Saturation = 1.2; motion artifacts: see below. |  | Subjects ds 1=0; Channels ds 1= 27, Subjects ds 2=0; Channels ds 2= 9 | 27 | 0 | Rejection |  | custom | Amplitude change of Hb > 0.1 mM x mm over 0.2 s Performed on trial-by-channel pairs |  |  |  | LowPass,HighPass | f_hp = 0.01; f_lp = 0.7 Hz | filter_type = FFT |  | Hemoglobin | Other | N/A | Block Averaging |  | N/A | N/A | N/A | N/A | N/A | N/A |  | N/A | Mixed Effects Model,ANOVA,Two-tailed t-test | HbO and HbR | ROI |  |  | We followed the ROI definitions provided in the original publications (Luke et al. 2021 and Novi et al. 2020) | signal amplitude (windowed) | N/A | No |  | 0.05 | N/A | As already submitted in the first phase of the project, when possible we employed an omnibus model that would answer most of the questions, so we did not need in this case to correct for multiple comparisons (e.g., for the Dataset 1, ROI was one of the Fixed effects). We used t-tests only for those few hypotheses that could not be addressed within that single model. | [-5 15] | Detrending |  | Jessica Gemignani and Judit Gervain - planned and executed data analysis and reviewed results. | 5 | 5 |  | Our data quality check is coupled with the motion artifact detection routine, and a test of saturation and high frequency noise. |  | Linear fit between mean values of the 5 s preceding the onset of the block and the 5 s starting 15 s after onset of the block in order to detrend the signal and remove long-range fluctuation.
BabyRhythm_UNIPD | 2 | Custom: Matlab | Other | Saturation = 1.2; motion artifacts: see below. |  | Subjects ds 1=0; Channels ds 1= 27, Subjects ds 2=0; Channels ds 2= 9 | 9 | 0 | Rejection |  | custom | Amplitude change of Hb > 0.1 mM x mm over 0.2 s Performed on trial-by-channel pairs |  |  |  | LowPass,HighPass | f_hp = 0.01; f_lp = 0.7 Hz | filter_type = FFT |  | Hemoglobin | Other | N/A | Block Averaging |  | N/A | N/A | N/A | N/A | N/A | N/A |  | N/A | Mixed Effects Model,ANOVA,Two-tailed t-test | HbO and HbR | ROI |  |  | We followed the ROI definitions provided in the original publications (Luke et al. 2021 and Novi et al. 2020) | signal amplitude (windowed) | N/A | No |  | 0.05 | N/A | As already submitted in the first phase of the project, when possible we employed an omnibus model that would answer most of the questions, so we did not need in this case to correct for multiple comparisons (e.g., for the Dataset 1, ROI was one of the Fixed effects). We used t-tests only for those few hypotheses that could not be addressed within that single model. | [-5 15] | Detrending |  | Jessica Gemignani and Judit Gervain - planned and executed data analysis and reviewed results. | 5 | 5 |  | Our data quality check is coupled with the motion artifact detection routine, and a test of saturation and high frequency noise. |  | Linear fit between mean values of the 5 s preceding the onset of the block and the 5 s starting 15 s after onset of the block in order to detrend the signal and remove long-range fluctuation.
Tuebingen | 1 | Custom: Matlab | Visual Inspection of Time Domain,Manual Selection | N/A (no pruning) |  | 0 subjects; 30 channels were interpolated with surrounding channels and not deleted from analysis | 30 | 0 | CBSI,TDDR |  | filter_cutoff = 0.5; filter_type = butter; filter_order = 3; weight_tune = ¦d/dt¦/ (sigma*4.685); | In one subject, task-irrelevant artifacts occurred after the experiment and thus the fNIRS signal was cut at the end. |  |  |  | LowPass,HighPass | f_hp = 0.02; f_lp = 0.3 | filter_type = FFT |  | Hemoglobin | PCA | N/A | GLM |  | OLS (Ordinary Least Squares) | N/A | N/A | SPM | peak time = 6; peak dispersion = 1; undershoot time = 16; undershoot dispersion = 1; ratio response to undershoot = 6 | N/A |  | N/A | One-tailed t-test,One-Sample t-Test,Paired t-Test | Other | ROI |  |  | as ROIs were defined for the measurement phase (not analysis phase), we used these ROIs as defined in the original paper; channels within each ROI were averaged | laterality index,beta values provided by GLM | N/A |  |  | 0.05 | None |  |  |  |  | Beatrix Barth (data conversion, data preprocessing, data analysis, theoretical consultation) Ann-Christine Ehlis (data analysis, statistical data analysis, theoretical consultation) Agnes Kroczek (data analysis, theoretical consultation) Thomas Dresler (data analysis, validation, statistical data analysis) Isabell Int-Veen (data analysis, validation, theoretical consultation) Betti Schopp (data preprocessing, data analysis, validation) Christina Artemenko (project administration, data analysis, validation, report) | 4 | 4 |  |  |  | z-transformation for each subject; PCA: sigma = 20 |  |  | SPSS |  | CBSI (i.e., HbO corrected by HbR)
Neuro-epilepsie | 1 | HOMER2 | Visual Inspection of Time Domain,SNR Threshold,Manual Selection | SNR_thresh = 2, dRange = [1e+04 1e+07] |  |  |  | 32 | Targeted PCA |  | STDEVthresh = 5, AMPthres = 2 |  |  |  |  | LowPass,HighPass | f_hp = 0.01; f_lp = 0.5 | filter_type = butter; lp_filter_order = 3; hp_filter_order = 5; | checked | OD | No | DPF = [6 6] | GLM |  | OLS (Ordinary Least Squares) |  |  | Consecutive Gaussian | gaus_width = 1; gaus_step = 1; | Polynomial Drift,Short Channels |  | Matlab | One-Sample t-Test,One-tailed t-test,Paired t-Test,Two-tailed t-test,Two-Sample t-Test,Multiple Comparisons Correction | HbO only | ROI |  |  | Based on the spatial locations of channels | beta values provided by GLM | Kolmogorov–Smirnov |  |  | 0.05 | FDR |  |  |  |  | Ke Peng (data preprocessing, statistical analysis, result interpretation) | 4 | 4
Neuro-epilepsie | 2 | HOMER2 | Visual Inspection of Time Domain,SNR Threshold,Manual Selection | SNR_thresh = 2, dRange = [1e+04 1e+07] |  |  |  | 32 | Targeted PCA |  | STDEVthresh = 5, AMPthres = 2 |  |  |  |  | LowPass,HighPass | f_hp = 0.01; f_lp = 0.5 | filter_type = butter; lp_filter_order = 3; hp_filter_order = 5; | checked | OD | No | DPF = [6 6] | GLM |  | OLS (Ordinary Least Squares) |  |  | Consecutive Gaussian | gaus_width = 1; gaus_step = 1; | Polynomial Drift,Short Channels |  | Matlab | One-Sample t-Test,One-tailed t-test,Paired t-Test,Two-tailed t-test,Two-Sample t-Test,Multiple Comparisons Correction | HbO only | ROI |  |  | Based on the spatial locations of channels | beta values provided by GLM | Kolmogorov–Smirnov |  |  | 0.05 | FDR |  |  |  |  | Ke Peng (data preprocessing, statistical analysis, result interpretation) | 4 | 4
UNICAMP-WESTERN | 1 | HOMER2,Custom: Matlab | SNR Threshold,Other | SNR_thresh = 8 |  | Motor We discarded 48 long channels and 17 short channels. No subject was removed. Auditory We removed one participant because it did not have at least one good short channel. We discarded 42 short and 29 regular channels. (SNR was defined as the mean intensity divided by the standard deviation). | 71 | 0 | Hybrid spline wavelet |  | IQR_wavelet = 1.5; custom | The spline algorithm is a customized and adapted version of the original algorithm proposed by Scholkmann 2010, see Novi-2020 for details of the changes. Novi-2020, Functional near-infrared spectroscopy for speech protocols: characterization of motion artifacts and guidelines for improving data analysis, Neurophotonics 2020. Scholkmann-2010, How to detect and reduce movement artifacts in near-infrared imaging using moving standard deviation and spline interpolation, Physiological Measurement 2010. For the spline interpolation, we manually fine tuned the parameter for each run in order to correct for baseline changes (parameter varied from 3 to 5). For the wavelet decomposition, we used iqr = 1.5 (hmrMotionCorrectWavelet function from Homer2). |  |  |  | LowPass | f_lp = 0.5 | filter_type = butter; filter_order = 3 |  | Hemoglobin | Other | DPF= [6 6] | GLM |  | AR-IRLS (Autoregressive model based pre-whitening filter and robust regression) | The order of the model was inferred for each channel with Bayesian Information Criteria. |  | Gamma | tau1 = 0.1; sigma1 = 3; tau2 = 1.8; sigma2 = 3 | PCA of the Short Channels |  | N/A | One-tailed t-test | HbO and HbR | Channel |  |  | We projected the channels in the cortex using AtlasViewer toolbox and checked which of them were in the requested region. | beta values provided by GLM | N/A |  |  | 0.05 | N/A |  |  |  |  | Giovani Grisotti Martis (GGM) and Sergio Novi (SN) contributed equally to this work. GGM evaluated the quality of the short channels, performed the second-level analysis, summarized the results, plotted and designed the figures. SN fine-tuned parameters for motion correction for each run, preprocessed the data, and performed the first-level analysis. GGM and SN conceptualized the employed workflow, discussed, and wrote the final answers. | 5 | 4 |  | Additional visual inspection of power spectrum for short channels. |  | Motor We removed the borders (first and last 30 seconds) of the time-series. Auditory We detrend the hemoglobin time series.
UNICAMP-WESTERN | 2 | HOMER2,Custom: Matlab | SNR Threshold,Other | SNR_thresh = 8 |  | Motor We discarded 48 long channels and 17 short channels. No subject was removed. Auditory We removed one participant because it did not have at least one good short channel. We discarded 42 short and 29 regular channels. (SNR was defined as the mean intensity divided by the standard deviation). | 65 | 0 | Hybrid spline wavelet |  | IQR_wavelet = 1.5; custom | The spline algorithm is a customized and adapted version of the original algorithm proposed by Scholkmann 2010, see Novi-2020 for details of the changes. Novi-2020, Functional near-infrared spectroscopy for speech protocols: characterization of motion artifacts and guidelines for improving data analysis, Neurophotonics 2020. Scholkmann-2010, How to detect and reduce movement artifacts in near-infrared imaging using moving standard deviation and spline interpolation, Physiological Measurement 2010. For the spline interpolation, we manually fine tuned the parameter for each run in order to correct for baseline changes (parameter varied from 3 to 5). For the wavelet decomposition, we used iqr = 1.5 (hmrMotionCorrectWavelet function from Homer2). |  |  |  | LowPass | f_lp = 0.5 | filter_type = butter; filter_order = 3 |  | Hemoglobin | Other | DPF= [6 6] | GLM |  | AR-IRLS (Autoregressive model based pre-whitening filter and robust regression) | The order of the model was inferred for each channel with Bayesian Information Criteria. |  | Gamma | tau1 = 0.1; sigma1 = 3; tau2 = 1.8; sigma2 = 3 | PCA of the Short Channels |  | N/A | One-tailed t-test | HbO and HbR | Channel |  |  | We projected the channels in the cortex using AtlasViewer toolbox and checked which of them were in the requested region. | beta values provided by GLM | N/A |  |  | 0.05 | N/A |  |  |  |  | Giovani Grisotti Martis (GGM) and Sergio Novi (SN) contributed equally to this work. GGM evaluated the quality of the short channels, performed the second-level analysis, summarized the results, plotted and designed the figures. SN fine-tuned parameters for motion correction for each run, preprocessed the data, and performed the first-level analysis. GGM and SN conceptualized the employed workflow, discussed, and wrote the final answers. | 5 | 4 |  | Additional visual inspection of power spectrum for short channels. |  | Motor We removed the borders (first and last 30 seconds) of the time-series. Auditory We detrend the hemoglobin time series.
OwenLab | 2 | HOMER2,HOMER3, AtlasViewer,Custom: Matlab, | PSP (Cardiac Power Spectrum Peak),SNR Threshold | SCI_thresh = 8; |  | Used enPruneChannel function from Homer; The box above didn't accept text so see here for results: Subjects = 0; Channels = 65; PSP = Was visually inspected for short channels | 65 | 0 | Hybrid spline wavelet |  | IQR_wavelet = 1.5; order_spline = [3 4.2] | Spline_Order = Varied between participants and session (3-4.2). The spline order was chosen via visual inspection and changed within session and participant. |  |  |  | LowPass | f_lp = 0.5 | filter_type = butter; filter_order = 3 |  | Hemoglobin | Other | DPF= [6 6] | GLM |  | AR-IRLS (Autoregressive model based pre-whitening filter and robust regression) | The order was derived for each channel. The order with the lowest BIC was the one used for that channel. |  | Gamma | tau1 = 0.1; sigma1 = 3; tau2 = 1.8; sigma2 = 3 | PCA of the Short Channels,Other |  | Matlab | Paired t-Test,One-Sample t-Test | HbO and HbR | Channel,ROI |  |  | ROI was determined by the anatomical locations determined via AtlasViewer. | beta values provided by GLM | N/A |  |  | 0.05 | Benjamini-Hochberg |  |  |  |  | Matthew Kolisnyk = Data wrangling, data preprocessing, data analysis, data interpretation, and submission of the results for both studies Androu Abdalmalak = Data wrangling, data preprocessing, data analysis, data interpretation, and submission of the results for both studies. Matthew and Androu equally contributed to this work. | 4 | 4 |  |  |  | Hemoglobin data was detrended using the MATLAB function detrend. |  | Only good short channels (those that showed a cardiac frequency in the power spectrum) were included as regressors in the GLM. Prior to fitting the GLM,PCA was performed on the good quality short channels. The GLM incorporated pre-whitening to remove serially correlated errors (AI-IRLS).
Adi-Negev Team | 2 | HOMER3 | PSP (Cardiac Power Spectrum Peak),SNR Threshold,Manual Selection | SNR_thresh = 8; PSP_thresh = NA |  | a peak between 1-1.5 Hz was required |  | 57 | Hybrid spline wavelet |  | STDEVthresh = 10; tMotion = 0.5; tMask=1; p_spline = 0.99; IQR_wavelet = 0.1 | used hmrMotionArtifactByChannel, hmrMotionCorrectSpline and hmrMotionCorrectWavelet |  |  |  | LowPass,HighPass | f_hp = 0.01; f_lp = 0.2 | filter_type = butter; lp_filter_order = 3; hp_filter_order = 5; | checked | OD | No | DPF = [6 6] | Other | To infer activity in a channel we compared the slope of the linear regression during the rest period with that of the activity period. Activity was inferred when the slope of the Hbo signal was greater in the active period compared with the rest period. As time windows we used t-5s and t+5s for the rest and active periods, respectivly. | N/A | N/A |  | N/A | N/A | N/A |  | N/A | Fixed Mixed Effects Model |  | Channel,ROI |  |  | We used the provided coordinates in https://www.neurosynth.org/analyses/terms/hand%20movements/ | Other | Kolmogorov–Smirnov |  |  | 0.01 | Bonferroni |  |  |  |  | Yogev Koren: data processing and analysis. statistical analysis and Interpretation. Yisrael Parmet: statistical analysis and Interpretation. Noy Goldhamer: data processing and analysis. Interpretation of the results. | 4 | 4 | [6 empty] | SPSS |  | The slope of the linear regressor of the Hbo and Hbb signals
Bayet lab Feb2023 | 1 | HOMER3 | SNR Threshold | dRange = [0.01 1.1]; SNR_thresh = 2; SDrange = 0-45 |  |  |  | 0 | Targeted PCA |  | tMotion=0.5; tMask=2; STDEVthresh=5; AMPthresh=5; nSV=0.97; maxIter=5; turnon=1 |  |  |  |  | LowPass,HighPass | f_hp = 0.01; f_lp = 0.5 | filter_type = butter; lp_filter_order = 3; hp_filter_order = 5; | checked | OD | No | DPF = [6 6] | Block Averaging |  | N/A | N/A | N/A | N/A | N/A | N/A |  | RStudio | Linear Mixed Effects | HbO only | ROI |  |  | ROIs were selected based on Luke et. al. 2021 paper | signal amplitude | N/A |  |  | 0.05 | N/A | Time window of average activations: [2.6 6.6] (+- 2 seconds around grand average peak). Our lab primarily works with infant data so we have less experience with adult data and preprocessing considerations. | [-3 14] |  |  | Kira Ashton: Data processing and analysis Laurie Bayet: Supervision and guidance | 3 | 4 | [8 empty] | Time window of average activations: [2.6 6.6] (+- 2 seconds around grand average peak)
Bayet lab Feb2023 | 2 | HOMER3 | SNR Threshold | dRange = [0 10]; SNR_thresh = 2; SDrange = 0-45 |  |  |  | 0 | Targeted PCA |  | tMotion = 0.5; tMask = 2; STDEVthresh = 5; AMPthresh = 5; nSV = 0.97; maxIter = 5; turnon = 1 |  |  |  |  | LowPass,HighPass | f_hp = 0.01; f_lp = 0.5 | filter_type = butter; lp_filter_order = 3; hp_filter_order = 5; | checked | OD | No | DPF= [6 6] | Block Averaging |  | N/A | N/A | N/A | N/A | N/A | N/A |  | N/A | One-tailed t-test | HbO and HbR | ROI |  |  | ROI was based on Novi et al. 2020 and the correspondence of optodes to MNI coordinates for motor cortex | signal amplitude | N/A | Time window for average activations HBO: 2.48-7.056 HBR: 4.48-8.288 (+/- 2 seconds from grand average peak) |  | 0.025 | Bonferroni | Time window for average activations HBO: 2.48-7.056 HBR: 4.48-8.288 (+/- 2 seconds from peak) For context, we are infant lab and don't usually work with adult FNIRS data | [-2 10] |  |  | Victoria Fracalossi: Data Processing and analysis, lead Kira Ashton: Data processing and analysis Laurie Bayet: Supervision and guidance, processing and analysis | 2 | 3
Charles Angels | 1 | HOMER3 | SNR Threshold,Manual Selection,Other | SNR_thresh = 5; enprunechannels = [5e -2, 1 e 99; SDrange = 20-45] |  | 0 subjects were removed. However, we excluded 0-7 long channels per person. |  | 0 | Spline Interpolation,Wavelet Filter |  | IQR_wavelet = 1; p_spline = .99 | First used Motion_artifact_by_channel = [tmotion = 1; tmask = 1; STDEVthresh = 50; AmpThresh = .4] precorrection; then we used Motion_artifact with the same parameters post correction. |  |  |  | LowPass,HighPass | f_hp = 0.01; f_lp =0.7 | filter_type = butter |  | OD | No | PPF = [1.0 1.0] | Block Averaging |  | N/A | N/A | N/A | N/A | N/A | N/A |  | N/A | One-Sample t-Test,Paired t-Test | HbO and HbR | ROI |  |  | 10-20 projections using FOLD | signal amplitude (windowed) | N/A |  |  | 0.05 | None |  | [3 7] |  |  | Eileen Sullivan ROIS and statistics, Renata Di Lorenzo preprocessing, Caroline Kelsey preprocessing and creating matlab scripts | 4 | 2 |  | light intensity (enprunechannels function in homer3); visual inspection of PSD for heart rate |  |  |  |  | SPSS
Charles Angels | 2 | HOMER3 | Manual Selection,SNR Threshold,Other | SNRthresh = 5; enprunechannels = [6e-2, 1e9; SDrange = 20-45] |  | 0 subjects removed; Channels pruned ranged from 0-3 per subject. |  | 0 | Spline Interpolation,Wavelet Filter |  | IQR_wavelet = 1, p_spline = .99 | First identified motion before correction using Motion_artifact_by_Channel [tmotion = 1, tmask = 1, STDEVThresh = 50, AmpThresh = .4] , following correction used Motion_artifact with the same parameters |  |  |  | LowPass,HighPass | f_hp = 0.005; f_lp = 0.5 | filter_type = butter |  | OD |  | PPF = [1.0 1.0] | Block Averaging |  | N/A | N/A | N/A | N/A | N/A | N/A |  | N/A | Repeated Measures ANOVA,One-Sample t-Test,Paired t-Test | Other | ROI |  |  | 10-20 projections using FOLD, also used mni coordinated listed in the published paper | signal amplitude (windowed) | N/A |  |  | 0.05 | None |  | [1.5 6] |  |  | Eileen Sullivan ROIs and Statistics, Renata Di Lorenzo fNIRS preprocessing, Caroline Kelsey fNIRS preprocessing and developing matlab scripts | 4 | 2 |  | visual inspection of PSD for heart rate |  |  |  |  | SPSS |  | for t-tests (one sample and paired) used oxyhb and deoxyhb, for repeated measures anova just used oxyhb
Dr. Borrell's Team | 1 | HOMER3 | Manual Selection | N/A (manual selection) | checked |  |  |  | Other |  | glmSolveMethod = 2 | Motion correction was conducted within the GLM (Barker 2013). rhoSD_ssThresh = 15.0 |  |  |  | N/A | N/A (no filter) | N/A | checked | GLM regressor | No | PPF = [1.0 1.0] | GLM |  | AR-IRLS (Autoregressive model based pre-whitening filter and robust regression) |  | rhosSD_ssThresh = 15.0; flagNuisanceRMethod = 0 | Consecutive Gaussian | trange = [-2.0 10.0]; paramsBasis = [0.5 0.5]; driftOrder = [0] | Short Channels |  | Matlab | Two-tailed t-test | HbO only | Channel |  |  | Utilized the MNI coordinates of each source and detector to define the ROI. | beta values provided by GLM | N/A |  |  | 0.05 | N/A |  |  |  |  | Jordan Borrell, Chris Copeland, Kolby Brink | 4 | 4 |  |  | hmrR_GLM
Dr. Borrell's Team | 2 | HOMER3 | Manual Selection | N/A (manual selection) | checked |  |  |  | Other |  | glmSolveMethod = 2 | Motion correction was conducted within the GLM (Barker 2013). rhoSD_ssThresh = 15.0 |  |  |  | N/A | N/A (no filter) | N/A | checked | GLM regressor | No | PPF = [1.0 1.0] | GLM |  | AR-IRLS (Autoregressive model based pre-whitening filter and robust regression) |  | rhosSD_ssThresh = 15.0; flagNuisanceRMethod = 0 | Consecutive Gaussian | trange = [-2.0 10.0]; paramsBasis = [0.5 0.5]; driftOrder = [0] | Short Channels |  | Matlab | Two-tailed t-test | HbO only | Channel |  |  | Utilized the MNI coordinates of each source and detector to define the ROI. | beta values provided by GLM | N/A |  |  | 0.05 | N/A |  |  |  |  | Jordan Borrell, Chris Copeland, Kolby Brink | 4 | 4 |  |  | hmrR_GLM
LCNLab at CCU | 1 | HOMER3 | SNR Threshold | SNR_thresh = 2 |  |  |  |  | Spline SG | checked | FrameSize = 12; iqr = 1.5; signal_band_pass = [0; 0.5]; gradient_band_pass = [0 2] |  |  |  |  | LowPass,HighPass | f_hp = 0.01; f_lp = 0.5 | filter_type = butter; lp_filter_order = 3; hp_filter_order = 5; |  | OD | Other | PPF = [1.0 1.0] | GLM |  | Default - OLS | OLS |  | Default - Consecutive Gaussian | gaus_width = 1; gaus_step = 1; | Short Channels |  | N/A | Mixed Effects Model | HbO only | Channel |  |  | N/A | beta values provided by GLM | N/A |  |  | 0.05 | Bonferroni |  |  |  |  | Hsin-Chin Chen Department of Psychology, National Chung Cheng University I did everything for all analyses. | 3 | 3 |  |  |  | hmrR_MotionArtifactByChannel: tMotion = 0.5; tMask = 1.0; STDEVthresh = 20.0; AMPthresh = 5.00
LCNLab at CCU | 2 | HOMER3 | SNR Threshold | SNR_thresh = 2 |  |  |  |  | Spline SG | checked | FrameSize = 12; iqr = 1.5; signal_band_pass = [0; 0.5]; gradient_band_pass = [0 2] |  |  |  |  | LowPass,HighPass | f_hp = 0.01; f_lp = 0.5 | filter_type = butter; lp_filter_order = 3; hp_filter_order = 5; |  | OD | Other | PPF = [1.0 1.0] | GLM |  | Default - OLS | OLS |  | Default - Consecutive Gaussian | gaus_width = 1; gaus_step = 1; | Short Channels |  | N/A | Mixed Effects Model | HbO only | Channel |  |  | N/A | beta values provided by GLM | N/A |  |  | 0.05 | Bonferroni |  |  |  |  | Hsin-Chin Chen Department of Psychology, National Chung Cheng University I did everything for all analyses. | 3 | 3 |  |  |  | hmrR_MotionArtifactByChannel: tMotion = 0.5; tMask = 1.0; STDEVthresh = 20.0; AMPthresh = 5.00
OnTheMove | 1 | HOMER3 | Other | N/A (other) | checked |  |  | 0 | Hybrid spline wavelet | checked | smooth_param = 0.99; stddev_thr = 50; amp_thr = 5; iqr_wavelet = 1.5 |  |  |  |  | LowPass | f_lp = 0.5 | filter_type = butter; filter_order = 3 | checked | OD | No | PPF = [1.0 1.0] | Block Averaging |  | N/A | N/A | N/A | N/A | N/A | N/A |  | N/A | Paired t-Test | HbO only | ROI |  |  | Fold toolbox based on the informations provided on the FRESH description. | signal amplitude (windowed) | N/A |  |  | 0.05 | FDR |  | [0 5] | Baseline correction |  | Lenaic Borot: data analysis conception and application Gregoire Vergotte: data analysis conception and application | 3 | 3 |  | hmrR_PruneChannels |  |  | Centered to zero
OnTheMove | 2 | HOMER3 | Other | N/A (other) | checked |  |  | 0 | Hybrid spline wavelet | checked | smooth_param = 0.99; stddev_thr = 50; amp_thr = 5; iqr_wavelet = 1.5 |  |  |  |  | LowPass | f_lp = 0.5 | filter_type = butter; filter_order = 3 | checked | OD | No | PPF = [1.0 1.0] | Block Averaging |  | N/A | N/A | N/A | N/A | N/A | N/A |  | N/A | Paired t-Test | HbO only | ROI |  |  | Fold toolbox based on the informations provided on the FRESH description. | signal amplitude (windowed) | N/A |  |  | 0.05 | FDR |  | [0 5] | Baseline correction |  | Lenaic Borot: data analysis conception and application Gregoire Vergotte: data analysis conception and application | 3 | 3 |  | hmrR_PruneChannels |  |  | Centered to zero
UNIrsPD | 1 | HOMER3 | SNR Threshold,Other | SNR_thresh = 5; dRange = 0.01 - 3 |  |  |  | 21 | Hybrid spline wavelet |  | p_spline = 0.99; IQR_wavelet = 0.8 | We used the hybrid approach since there were some step-like artifacts that were not ideal for wavelet |  |  |  | LowPass | f_lp = 3 | filter_type = butter; lp_filter_order = 3 | checked | OD | No | N/A | GLM |  | AR-IRLS (Autoregressive model based pre-whitening filter and robust regression) |  | We used the SS with highest correlation | Consecutive Gaussian | time range = [-2 15]; stedv = 2; step = 2 | Short Channels |  | JASP | One-Sample t-Test,Paired t-Test | HbO and HbR | ROI |  |  | We used the information provided in the paper to assign channels to ROIs, as in the paper | signal amplitude (windowed) | N/A | Yes, for each channel and condition, we removed subjects having a HRF that was outside the mean+/- 2 times the standard deviation of the group average |  | 0.05 | N/A | I think that the information you provided on the website was not enough to run the analysis. The paper cited for the dataset had to be read to get missing information and this might have biased the analysis steps performed by the users. Furthermore, the ROI division was quite "mandatory" given your questions and again it was based entirely on information from that paper. |  |  |  | Sabrina Brigadoi - fNIRS data processing, code to create ROIs and extract metrics - statistical analysis Simone Cutini - discussion about fNIRS data processing, statistical analysis | 5 | 4 |  | intensity threshold | [7 empty] | checked
UNIrsPD | 2 | HOMER3 | SNR Threshold,Other | SNR_thresh = 5; dRange = 0.01-3 |  |  |  | 12 | Wavelet Filter |  | IQR_wavelet = 0.8 |  |  |  |  | LowPass | f_lp = 3 | filter_type = butter; lp_filter_order = 3 | checked | OD | No | N/A | GLM |  | AR-IRLS (Autoregressive model based pre-whitening filter and robust regression) |  | We used SS with highest correlation | Consecutive Gaussian | trange = [-2 15]; step = 1; stdev = 1 | Short Channels |  | JASP | ANOVA,Paired t-Test | HbO and HbR | ROI |  |  | Using the information provided in the paper | signal amplitude (windowed) | N/A |  |  | 0.05 | N/A | We did not correct for multiple comparisons because there were no significant comparisons |  |  |  | Sabrina Brigadoi - fNIRS signal processing, code to extract metrics and create ROIs, statistical analysis Simone Cutini - discussion on fNIRS signal processing, statistical analysis | 5 | 3 |  | intensity threshold | [7 empty] | checked
Universidad Autonoma de San Luis Potosi | 2 | HOMER3 | SNR Threshold | dRange = [0 1e7]; SNR_thresh = 5; SDrange = 0.45; |  | Since subjects had at most 1 channel pruned, no subjects were discarded from the analysis. | 2 | 0 | Rejection,Spline SG |  | tMotion = 0.5; tMask = 1.0; STDEVthresh = 50; AMPthresh = 5; p_spline = 0.99; FrameSize_sec = 2.5; turnon = 1; tRange = -2.0 10.0 | I used the MotionArtifactByChannel, MotionCorrectSplineSG and StimRejection functions in Homer3 |  |  |  | LowPass,HighPass | f_hp = 0.005; f_lp = 0.5 | filter_type = butter; lp_filter_order = 3; hp_filter_order = 5; |  | OD | No | PPF = [1.0 1.0] | GLM |  | OLS (Ordinary Least Squares) |  |  | Consecutive Gaussian | stdev = 1.0; step = 1.0 | Short Channels,Polynomial Drift |  | Matlab | Paired t-Test,One-tailed t-test,Two-Sample t-Test | HbO only | Channel |  |  | Since this is a channel-by-channel comparison, corrections for false positives were carried out (Benjamini-Hochberg false-discovery rate) 10 | signal amplitude (windowed) | Shapiro-Wilk |  |  | 0.05 | Benjamini-Hochberg,FDR | Group level procedure Data from the GLM estimation of the HRF (variable output.dcAvg. dataTimeSeries and output.dcAvgStd.dataTimeSeries) were extracted for each participant. Then, the mean time courses of the estimated HRF were computed for each condition (2 sec. left finger-tapping, 3 sec. left finger-tapping, 2 sec. right finger-tapping & 3 sec. right finger-tapping). From these averaged time courses baseline conditions were extracted from the average of two seconds before stimulus onset, and the corresponding response was computed as the mean HbO signal between 2 and 4 seconds post-stimuli onset in the case of the 2-second stimuli or between 3 and 5 seconds in the case of the stimuli of 3-second duration. A paired t-test was used to determine if there was a significant difference between the mean HRF, the mean baseline and their corresponding standard deviations. A level of alpha=0.05 was considered for statistical significance. Since this is a channel-by-channel comparison, corrections for false positives were carried out (Benjamini-Hochberg false-discovery rate) 10. A two-tailed test was used to assess activation with respect to baseline (hypotheses 1, 2 and 3 ) while one-tailed test was used when a response was expected to be larger in a specific condition (hypothesis 4). For the exploratory tests, the two conditions (left and right finger-tapping, both durations combined) were contrasted. REFERENCES 1. T. J. Huppert et al., “HomER: a review of time-series analysis methods for near-infrared spectroscopy of the brain,” Appl. Opt., AO 48(10), D280–D298, Optical Society of America (2009) [doi:10.1364/AO.48.00D280]. 2. S. Jahani et al., “Motion artifact detection and correction in functional near-infrared spectroscopy: a new hybrid method based on spline interpolation method and Savitzky–Golay filtering,” NPh 5(1), 015003, SPIE (2018) [doi:10.1117/1.NPh.5.1.015003]. 3. R. Luke et al., “Analysis methods for measuring passive auditory fNIRS responses generated by a block-design paradigm,” NPh 8(2), 025008, SPIE (2021) [doi:10.1117/1.NPh.8.2.025008]. 4. J. C. Ye et al., “NIRS-SPM: Statistical parametric mapping for near-infrared spectroscopy,” NeuroImage 44(2), 428–447 (2009) [doi:10.1016/j.neuroimage.2008.08.036]. 5. R. B. Saager and A. J. Berger, “Direct characterization and removal of interfering absorption trends in two-layer turbid media,” J Opt Soc Am A Opt Image Sci Vis 22(9), 1874–1882 (2005) [doi:10.1364/josaa.22.001874]. 6. L. Gagnon et al., “Short separation channel location impacts the performance of short channel regression in NIRS,” Neuroimage 59(3), 2518–2528 (2012) [doi:10.1016/j.neuroimage.2011.08.095]. 7. K. J. Rothman, “No adjustments are needed for multiple comparisons,” Epidemiology 1(1), 43–46 (1990). 8. D. J. Saville, “Multiple Comparison Procedures: The Practical Solution,” The American Statistician 44(2), 174 (1990) [doi:10.2307/2684163]. 9. S. L. Novi et al., “Integration of Spatial Information Increases Reproducibility in Functional Near-Infrared Spectroscopy,” Frontiers in Neuroscience 14 (2020). 10. Y. Benjamini and Y. Hochberg, “Controlling the false discovery rate: a practical and powerful approach to multiple testing,” J. Roy. Statist. Soc. Ser. B 57(1), 289–300 (1995) [doi:https://doi.org/10.1111/j.2517-6161.1995.tb02031.x]. |  |  |  | Edgar Guevara: Formal analysis of the FRESH dataset, custom software for statistical analysis and Writing (Original draft preparation, review and editing) José Luis Ramírez-GarcíaLuna: He finished his postdoctoral training before the FRESH project was launched, therefore he did not contribute anything. | 3 | 4 | [5 empty] | rho_SD_ssThresh = 15; flagNuisanceRmethod = 1; driftOrder = 3;
Plainnirs | 1 | HOMER3, AnalyzIR,NIRS-SPM | SNR Threshold | EnPrune Channels Function mlActAuto = hmrR_PruneChannels(Data.data, Data.probe, [], [], [0, 1e10], 2, [0.0, 45.0]); | checked |  |  | 1 | CBSI,Spline SG | checked | FrameSize = 12; iqr = 1.5; signal_band_pass = [0; 0.5]; gradient_band_pass = [0 2] | We first performed spline SG on OD data, bandpass filtered data between 0.01-0.5Hz and performed CBSI afterwards. |  |  |  | LowPass,HighPass | f_hp = 0.01; f_lp = 0.5 | filter_type = butter; lp_filter_order = 3; hp_filter_order = 5; | checked | Hemoglobin | Other | N/A | Block Averaging |  | N/A | N/A | N/A | N/A | N/A | N/A |  | N/A | Bootstrap Estimation | HbO only | Channel |  |  | We utilized NIRS-SPM toolbox for channel coregistration | signal amplitude (windowed) | N/A |  |  | 0.05 |  | 1) Raw light intensity data was first examined visually. 2) Then, channels with poor signal quality were determined with the coefficient of variation (CV) method (Piper et al., 2014; Pollonini et al., 2016; Hocke et al. 2018; Zimeo et al.2018). CV was computed as a percentage via CV (%) = 100 × standard deviation (data)/mean (data) where “data” refers to channel specific raw optical signals at 760 nm or 850 nm. Channels with raw light intensity signals above a CV of 7.5% were considered to be heavily contaminated with unphysiological noise and will be excluded from further processing (Hocke et al., 2018; Zimeo et al.,2018; Mutlu et al., 2020). Subjects whose fNIRS data contained more than 5 low-signal quality channels were excluded from further analysis. Only Subject 2 was excluded based on this criteria. 3) For the remaining subjects, channels with raw light intensity signals were removed from the analysis if SNR was less than 2 for any wavelength data by using the hmrR_PruneChannels function (SNRthresh = 2). 4) Data segments with motion artifacts were detected per each channel with h hmrR_MotionArtifactByChannel function with the following parameters: tMotion = 0.5, tMask = 1, STDEVthresh = 5, and AMPthresh = 3 (Huppert, 2009). The raw intensity data were converted into optical density (OD) data with the hmrR_Intensity2OD function. Spikes and drifts in channel OD data were initially corrected with hmrR_MotionCorrectSplineSG function with the following parameters: p: 0.99 and FrameSize_sec: 10. 5) Motion corrected OD data were converted to HB data with the hmrR_OD2Conc function with DPF set to 1 for each wavelength. 6) HBO and HBR data were bandpassfiltered with cut-off frequencies 0.01-0.5 Hz using a Butterworth filter embedded in hmrR_BandpassFilt function. 7) Further traces of motion artifacts were corrected with the Correlation based signal improvement method (CBSI) by use of the hmrR_MotionCorrectCbsi function. 8) From each long separation HB and HBO channel time series, data of the short channel with highest correlation was linearly regressed out utilizing a GLM procedure. 9) Each block data was truncated with a prestimulus baseline of 3 seconds and poststimulus interval of 10 seconds. A linear trend was removed from each truncated block signal with the detrend function of MATLAB. 10) Truncated block time series were averaged across all blocks for each channel, stimulus and subject. Channel Coregistration The sensitivity of the probe for detecting brain hemodynamics was calculated with the method explained in Aasted et al. (2015). The channel locations were coregistered onto a standard brain in MNI space using the NIRS_SPM toolbox (Singh et al., 2005; Jang et al., 2009; Ye et al., 2009). As the last step, the percentage of Brodmann areas covered by each channel were computed with the spatial registration toolbox of NIRS_SPM according to the Rorden’s brain atlas (Rorden and Brett, 2001) and Talairach Atlases. Channel 8 corresponded to left Heschl’s gyrus and Channel 32 corresponded to right Heschl s Gyrus with highest percentage of overlap. Similarly Channels 1,3,4, 6 corresponded to LIFG and Channels 16,17,19,20,21,22,23,24 corresponded to Occipital Cortex. Computation of the Neurovascular Coupling Parameter 10) We took a grand average of all block time series across all subjects, channels and stimuli for each experimental task and determined a time window after the stimulus onset that involved the peak amplitude of the hemodynamic response. For auditory data, the hemodynamic signals had an average peak response around 5.7 seconds with a standard deviation of 0.6 seconds. Hence, we took the mean signal between a time window of 5 and 8 seconds from stimulus onset for block averaged signals of each channel and stimulus type as the signal of interest. We computed a Cohen’s D parameter for signal amplitude at this time window with the following formula: CD=(mean(activation period)-mean (baseline period))/Standard Deviation(baseline period). Where activation period refers to time interval from 5 to 8 seconds and baseline period refers to time interval for prestimulus baseline of 3 seconds. The difference in mean amplitude of activation and baseline was normalized by scaling with the standard deviation of baseline amplitude. Hypothesis Testing Each hypothesis was tested with a bootstrapping methodology that involved permutation testing procedures. For each channel and subject, we computed a Cohen’s D value for each trial of silent, noise, and speech conditions independently, resulting in 16 subject x 25 channel x 3 conditions. Then, hypotheses 1-6 were tested via non-parametric bootstrap tests by generating pseudo-conditions via bootstrapping. As an example, for the first hyopthesis, we obtained two 16x1 vectors consisting of Cohen’s D values for speech and silent conditions. Silent condition was used as a baseline for this hypothesis. Then, the observed difference between these two conditions were computed by first taking their average, followed by subtracting the average of silent from the average of the speech condition. Then, we pooled these two vectors, resampled 1000 times, resulting in different pseudo-silent and pseudo-speech conditions in each time. For each resampling, the difference between the mean value of two vectors were computed. As a result, we obtained 1000 average differences. Then, we calculated the significance of the observed difference via the following formula: p=(〖 # (CD〗_bs>〖 CD〗_obs))/nboot where CDbs denotes Cohen’s D value difference between pseudocomnditions for each bootstrapping, CDobs denotes the observed difference between the means of two conditions , # (CDbs > CDobs) denotes the number of bootstrapped Cohen’s D difference values that are greater than the observed average difference between silent and speech trials, and nboot denotes the total number of bootstrapping (n=1000). Hypotheses 2-6 had a very similar mathematical architecture and we will give a detailed explanation in our second report. For hypthesis 7, we first computed the Cohen’s D parameter from the block averaged signals of each channel and subject that belonged to silent condition. (Please note that for each channel, the number of NVC parameter (i.e., Cohen’s D) in the silent data vector equals the number of included subjects for that channel. Subject 2 was completely excluded from the analysis.) We then resampled Cohen’s D parameter in each ROI channel 1000 times with replacement and calculated the average Cohen’s D parameter of each sampling, resulting in a distribution of average Cohen’s D values. Then, we computed the p-value of the bootstrap test by calculating the percentage of bootstrapped average Cohen’s D values greater than zero as in the following: p=1-(〖 # (CD〗_bs>0))/nboot (2) where # (CDbs > 0) denotes the number of bootstrapped average Cohen’s D is greater than zero, and nboot denotes the total number of bootstrapping (n=1000). To sum up, the analysis pipeline can be summarized as follows Exclusion of Subjects with more than 5 bad quality channels (based on CV method with CV threshold set to 7.5 ) Channel exclusion at the subject level with poor SNR criteria (hmrR_PruneChannels function (SNRthresh = 2). Detection of temporal windows with motion artifacts by using hmrR_MotionArtifactByChannel function. Conversion of raw wavelength data to optical density data. Motion artifact correction with hmrR_MotionCorrectSplineSG Conversion of OD to HBX data. Bandpass filtering with high and low cut-off frequencies set to 0.01 and 0.5Hz (hmrR_BandpassFilt) Motion correction with CBSI method (hmrR_MotionCorrectCbsi function) Linear regression of short channel HBO/HBR time series with highest correlation from each long channel HBO/HBR time series. Truncation of each block with a prestimulus baseline of 3 seconds and poststimulus interval of 10 seconds. Removal of linear trends from each truncated block signal. Averaging of blocks belonging to each stimulus type per each channel. Computation of the neurovascular coupling parameter. Hypothesis testing with a non-parametric bootstrapping approach using permutation tests. | [5 8] | Detrending |  | Sinem Burcu Erdogan: Preprocessing, Neurovascular Coupling Parameter Estimation, Hypothesis Testing, Statistical Testing, Report Preparation Gulnaz Yukselen: Preprocessing, Neurovascular Coupling Parameter Estimation, Hypothesis Testing, Statistical Testing, Channel Coregistration Murat Can Mutlu: Preprocessing, Neurovascular Coupling Parameter Estimation, Hypothesis Testing, Statistical Testing, Channel Coregistration | 4 | 4 |  | EnPrune Channels Function mlActAuto = hmrR_PruneChannels(Data.data, Data.probe, [], [], [0, 1e10], 2, [0.0, 45.0]); |  | We performed a linear regression of the closest short channel on HBX data after motion correction and bandpass filtering | Each block data was truncated with a prestimulus baseline of 3 seconds and poststimulus interval of 10 seconds. A linear trend was removed from each truncated block signal with the detrend function of MATLAB.
Plainnirs | 2 | HOMER3, AnalyzIR,NIRS-SPM | SNR Threshold | EnPrune Channels Function mlActAuto = hmrR_PruneChannels(Data.data, Data.probe, [], [], [0, 1e10], 2, [0.0, 45.0]); | checked |  |  | 1 | CBSI,Spline SG | checked | FrameSize = 12; iqr = 1.5; signal_band_pass = [0; 0.5]; gradient_band_pass = [0 2] | We first performed spline SG on OD data, bandpass filtered data between 0.01-0.5Hz and performed CBSI afterwards. |  |  |  | LowPass,HighPass | f_hp = 0.01; f_lp = 0.5 | filter_type = butter; lp_filter_order = 3; hp_filter_order = 5; | checked | Hemoglobin | Other | N/A | Block Averaging |  | N/A | N/A | N/A | N/A | N/A | N/A |  | N/A | Bootstrap Estimation | HbO only | Channel |  |  | We utilized NIRS-SPM toolbox for channel coregistration | signal amplitude (windowed) | N/A |  |  | 0.05 |  | 1) Raw light intensity data was first examined visually. 2) Then, channels with poor signal quality were determined with the coefficient of variation (CV) method (Piper et al., 2014; Pollonini et al., 2016; Hocke et al. 2018; Zimeo et al.2018). CV was computed as a percentage via CV (%) = 100 × standard deviation (data)/mean (data) where “data” refers to channel specific raw optical signals at 760 nm or 850 nm. Channels with raw light intensity signals above a CV of 7.5% were considered to be heavily contaminated with unphysiological noise and will be excluded from further processing (Hocke et al., 2018; Zimeo et al.,2018; Mutlu et al., 2020). Subjects whose fNIRS data contained more than 5 low-signal quality channels were excluded from further analysis. Only Subject 2 was excluded based on this criteria. 3) For the remaining subjects, channels with raw light intensity signals were removed from the analysis if SNR was less than 2 for any wavelength data by using the hmrR_PruneChannels function (SNRthresh = 2). 4) Data segments with motion artifacts were detected per each channel with h hmrR_MotionArtifactByChannel function with the following parameters: tMotion = 0.5, tMask = 1, STDEVthresh = 5, and AMPthresh = 3 (Huppert, 2009). The raw intensity data were converted into optical density (OD) data with the hmrR_Intensity2OD function. Spikes and drifts in channel OD data were initially corrected with hmrR_MotionCorrectSplineSG function with the following parameters: p: 0.99 and FrameSize_sec: 10. 5) Motion corrected OD data were converted to HB data with the hmrR_OD2Conc function with DPF set to 1 for each wavelength. 6) HBO and HBR data were bandpassfiltered with cut-off frequencies 0.01-0.5 Hz using a Butterworth filter embedded in hmrR_BandpassFilt function. 7) Further traces of motion artifacts were corrected with the Correlation based signal improvement method (CBSI) by use of the hmrR_MotionCorrectCbsi function. 8) From each long separation HB and HBO channel time series, data of the short channel with highest correlation was linearly regressed out utilizing a GLM procedure. 9) Each block data was truncated with a prestimulus baseline of 3 seconds and poststimulus interval of 10 seconds. A linear trend was removed from each truncated block signal with the detrend function of MATLAB. 10) Truncated block time series were averaged across all blocks for each channel, stimulus and subject. Channel Coregistration The sensitivity of the probe for detecting brain hemodynamics was calculated with the method explained in Aasted et al. (2015). The channel locations were coregistered onto a standard brain in MNI space using the NIRS_SPM toolbox (Singh et al., 2005; Jang et al., 2009; Ye et al., 2009). As the last step, the percentage of Brodmann areas covered by each channel were computed with the spatial registration toolbox of NIRS_SPM according to the Rorden’s brain atlas (Rorden and Brett, 2001) and Talairach Atlases. Channel 8 corresponded to left Heschl’s gyrus and Channel 32 corresponded to right Heschl s Gyrus with highest percentage of overlap. Similarly Channels 1,3,4, 6 corresponded to LIFG and Channels 16,17,19,20,21,22,23,24 corresponded to Occipital Cortex. Computation of the Neurovascular Coupling Parameter 10) We took a grand average of all block time series across all subjects, channels and stimuli for each experimental task and determined a time window after the stimulus onset that involved the peak amplitude of the hemodynamic response. For auditory data, the hemodynamic signals had an average peak response around 5.7 seconds with a standard deviation of 0.6 seconds. Hence, we took the mean signal between a time window of 5 and 8 seconds from stimulus onset for block averaged signals of each channel and stimulus type as the signal of interest. We computed a Cohen’s D parameter for signal amplitude at this time window with the following formula: CD=(mean(activation period)-mean (baseline period))/Standard Deviation(baseline period). Where activation period refers to time interval from 5 to 8 seconds and baseline period refers to time interval for prestimulus baseline of 3 seconds. The difference in mean amplitude of activation and baseline was normalized by scaling with the standard deviation of baseline amplitude. Hypothesis Testing Each hypothesis was tested with a bootstrapping methodology that involved permutation testing procedures. For each channel and subject, we computed a Cohen’s D value for each trial of silent, noise, and speech conditions independently, resulting in 16 subject x 25 channel x 3 conditions. Then, hypotheses 1-6 were tested via non-parametric bootstrap tests by generating pseudo-conditions via bootstrapping. As an example, for the first hyopthesis, we obtained two 16x1 vectors consisting of Cohen’s D values for speech and silent conditions. Silent condition was used as a baseline for this hypothesis. Then, the observed difference between these two conditions were computed by first taking their average, followed by subtracting the average of silent from the average of the speech condition. Then, we pooled these two vectors, resampled 1000 times, resulting in different pseudo-silent and pseudo-speech conditions in each time. For each resampling, the difference between the mean value of two vectors were computed. As a result, we obtained 1000 average differences. Then, we calculated the significance of the observed difference via the following formula: p=(〖 # (CD〗_bs>〖 CD〗_obs))/nboot where CDbs denotes Cohen’s D value difference between pseudocomnditions for each bootstrapping, CDobs denotes the observed difference between the means of two conditions , # (CDbs > CDobs) denotes the number of bootstrapped Cohen’s D difference values that are greater than the observed average difference between silent and speech trials, and nboot denotes the total number of bootstrapping (n=1000). Hypotheses 2-6 had a very similar mathematical architecture and we will give a detailed explanation in our second report. For hypthesis 7, we first computed the Cohen’s D parameter from the block averaged signals of each channel and subject that belonged to silent condition. (Please note that for each channel, the number of NVC parameter (i.e., Cohen’s D) in the silent data vector equals the number of included subjects for that channel. Subject 2 was completely excluded from the analysis.) We then resampled Cohen’s D parameter in each ROI channel 1000 times with replacement and calculated the average Cohen’s D parameter of each sampling, resulting in a distribution of average Cohen’s D values. Then, we computed the p-value of the bootstrap test by calculating the percentage of bootstrapped average Cohen’s D values greater than zero as in the following: p=1-(〖 # (CD〗_bs>0))/nboot (2) where # (CDbs > 0) denotes the number of bootstrapped average Cohen’s D is greater than zero, and nboot denotes the total number of bootstrapping (n=1000). To sum up, the analysis pipeline can be summarized as follows Exclusion of Subjects with more than 5 bad quality channels (based on CV method with CV threshold set to 7.5 ) Channel exclusion at the subject level with poor SNR criteria (hmrR_PruneChannels function (SNRthresh = 2). Detection of temporal windows with motion artifacts by using hmrR_MotionArtifactByChannel function. Conversion of raw wavelength data to optical density data. Motion artifact correction with hmrR_MotionCorrectSplineSG Conversion of OD to HBX data. Bandpass filtering with high and low cut-off frequencies set to 0.01 and 0.5Hz (hmrR_BandpassFilt) Motion correction with CBSI method (hmrR_MotionCorrectCbsi function) Linear regression of short channel HBO/HBR time series with highest correlation from each long channel HBO/HBR time series. Truncation of each block with a prestimulus baseline of 3 seconds and poststimulus interval of 10 seconds. Removal of linear trends from each truncated block signal. Averaging of blocks belonging to each stimulus type per each channel. Computation of the neurovascular coupling parameter. Hypothesis testing with a non-parametric bootstrapping approach using permutation tests. | [5 8] | Detrending |  | Sinem Burcu Erdogan: Preprocessing, Neurovascular Coupling Parameter Estimation, Hypothesis Testing, Statistical Testing, Report Preparation Gulnaz Yukselen: Preprocessing, Neurovascular Coupling Parameter Estimation, Hypothesis Testing, Statistical Testing, Channel Coregistration Murat Can Mutlu: Preprocessing, Neurovascular Coupling Parameter Estimation, Hypothesis Testing, Statistical Testing, Channel Coregistration | 4 | 4 |  | EnPrune Channels Function mlActAuto = hmrR_PruneChannels(Data.data, Data.probe, [], [], [0, 1e10], 2, [0.0, 45.0]); |  | We performed a linear regression of the closest short channel on HBX data after motion correction and bandpass filtering | Each block data was truncated with a prestimulus baseline of 3 seconds and poststimulus interval of 10 seconds. A linear trend was removed from each truncated block signal with the detrend function of MATLAB.
Universidad Autonoma de San Luis Potosi | 1 | HOMER3,Custom: Matlab | SNR Threshold | dRange = [0 1e7]; SNR_thresh = 5; SDrange = 0.45; |  | Since subjects had at most 3 channels pruned, no subjects were discarded from the analysis. | 15 | 0 | Spline SG |  | p_spline = 0.99; FrameSize_sec = 2.5; turnon = 1; | I used the MotionCorrectSplineSG function in Homer3 |  |  |  | LowPass,HighPass | f_hp = 0.01, f_lp = 0.7 | filter_type = butter; lp_filter_order = 3; hp_filter_order = 5; |  | OD | No | PPF = [1.0 1.0] | GLM |  | OLS (Ordinary Least Squares) |  | rho_SD_ssThresh = 15; flagNuisanceRmethod = 1; driftOrder = 3; | Consecutive Gaussian | stdev = 1; step = 1; | Short Channels,Polynomial Drift |  | Matlab | Wilcoxon signed-rank test | HbO only | ROI |  |  | Channels corresponding to each ROI were chosen as described by Luke et al. | signal amplitude (windowed) | Shapiro-Wilk |  |  | 0.05 | None | Group level procedure Data from the GLM estimation of the HRF (variable output.dcAvg.timeSeries) were extracted for each participant. Then, the mean time courses of the estimated HRF were computed for each condition (silence, speech, and noise) and for each region of interest ROI (Left Inferior Frontal Gyrus, left and right superior temporal [Heschl's] gyrus, and occipital). Channels corresponding to each ROI were chosen as described by Luke et al.3. From these averaged time courses baseline conditions were extracted from the average of two seconds before stimulus onset, and the corresponding response was computed as the maximum HbO signal between 5 and 7 seconds post-stimuli onset. Normality was not tested with Shapiro-Wilk or any other tests, due to the relatively small sample size (n=17) non-normality was assumed. A Wilcoxon signed rank test was used to determine if there was a significant difference between the median of any two groups involved in the hypotheses under test. This is a non-parametric test, appropriate for paired data. A level of alpha=0.05 was considered for statistical significance. Since a few ROI were chosen a priori, no corrections for false positives were carried out (false-discovery rate, Bonferroni, etc.) 7,8. A two-tailed test was used to assess activation with respect to baseline (hypotheses 1, 4, 6, and 7 ) while one-tailed test was used when a response was expected to be larger in a specific ROI (hypotheses 2, 3, and 5). REFERENCES 1. T. J. Huppert et al., “HomER: a review of time-series analysis methods for near-infrared spectroscopy of the brain,” Appl. Opt., AO 48(10), D280–D298, Optical Society of America (2009) [doi:10.1364/AO.48.00D280]. 2. S. Jahani et al., “Motion artifact detection and correction in functional near-infrared spectroscopy: a new hybrid method based on spline interpolation method and Savitzky–Golay filtering,” NPh 5(1), 015003, SPIE (2018) [doi:10.1117/1.NPh.5.1.015003]. 3. R. Luke et al., “Analysis methods for measuring passive auditory fNIRS responses generated by a block-design paradigm,” NPh 8(2), 025008, SPIE (2021) [doi:10.1117/1.NPh.8.2.025008]. 4. J. C. Ye et al., “NIRS-SPM: Statistical parametric mapping for near-infrared spectroscopy,” NeuroImage 44(2), 428–447 (2009) [doi:10.1016/j.neuroimage.2008.08.036]. 5. R. B. Saager and A. J. Berger, “Direct characterization and removal of interfering absorption trends in two-layer turbid media,” J Opt Soc Am A Opt Image Sci Vis 22(9), 1874–1882 (2005) [doi:10.1364/josaa.22.001874]. 6. L. Gagnon et al., “Short separation channel location impacts the performance of short channel regression in NIRS,” Neuroimage 59(3), 2518–2528 (2012) [doi:10.1016/j.neuroimage.2011.08.095]. 7. K. J. Rothman, “No adjustments are needed for multiple comparisons,” Epidemiology 1(1), 43–46 (1990). 8. D. J. Saville, “Multiple Comparison Procedures: The Practical Solution,” The American Statistician 44(2), 174 (1990) [doi:10.2307/2684163]. 9. S. L. Novi et al., “Integration of Spatial Information Increases Reproducibility in Functional Near-Infrared Spectroscopy,” Frontiers in Neuroscience 14 (2020). 10. Y. Benjamini and Y. Hochberg, “Controlling the false discovery rate: a practical and powerful approach to multiple testing,” J. Roy. Statist. Soc. Ser. B 57(1), 289–300 (1995) [doi:https://doi.org/10.1111/j.2517-6161.1995.tb02031.x]. |  |  |  | Edgar Guevara: Formal analysis of the FRESH dataset, custom software for statistical analysis and writing (original draft preparation, review and editing) José Luis Ramírez-GarcíaLuna: He finished his postdoctoral training before the FRESH project was launched, therefore he did not contribute anything. | 3 | 4 | [8 empty] | the maximum HbO signal between 5 and 7 seconds post-stimuli onset
OwenLab | 1 | HOMER3,HOMER2,AtlasViewer, Custom: Matlab, | SNR Threshold,PSP (Cardiac Power Spectrum Peak) | SCI_thresh = 8; |  | Used the homer function enPruneChannel. The box above only accepted numbers -- so I've placed the answer here: Subjects = 0; Channels = 32; PSP = Was visually inspected for short channels | 32 | 0 | Hybrid spline wavelet |  | IQR_wavelet = 1.5; order_spline = 3 |  |  |  |  | LowPass | f_lp = 0.5 | filter_type = butter; filter_order = 3 |  | Hemoglobin | Other | DPF= [6 6] | GLM |  | AR-IRLS (Autoregressive model based pre-whitening filter and robust regression) | The order was derived for each channel. The order with the lowest BIC was the one used for that channel. |  | Gamma | tau1 = 0.1; sigma1 = 3; tau2 = 1.8; sigma2 = 3 | Other,PCA of the Short Channels |  | Matlab | Paired t-Test,One-Sample t-Test | HbO and HbR | Channel,ROI |  |  | ROI was determined by the anatomical locations determined via AtlasViewer. | beta values provided by GLM | N/A |  |  | 0.05 | N/A |  |  |  |  | Matthew Kolisnyk = Data wrangling, data preprocessing, data analysis, data interpretation, and submission of the results for both studies Androu Abdalmalak = Data wrangling, data preprocessing, data analysis, data interpretation, and submission of the results for both studies. Matthew and Androu equally contributed to this work. | 4 | 4 |  |  |  | Hemoglobin data was detrended using the MATLAB function detrend. |  | Only good short channels (those that showed a cardiac frequency in the power spectrum) were included as regressors in the GLM. Prior to fitting the GLM,PCA was performed on the good quality short channels. The GLM incorporated pre-whitening to remove serially correlated errors (AI-IRLS).
fresh01 | 1 | HOMER3,MNE,Custom: Python | SNR Threshold | N/A |  |  |  |  | CBSI |  | N/A (CBSI) |  |  |  |  | N/A | N/A | N/A | N/A | N/A | N/A | N/A | N/A |  | N/A | N/A | N/A | N/A | N/A | N/A |  | N/A | N/A | N/A | N/A | N/A | N/A | N/A | N/A | N/A |  |  | N/A | N/A | N/A | N/A | N/A | N/A | N/A | N/A | N/A
fresh01 | 2 | HOMER3,MNE,Custom: Python | SNR Threshold | N/A |  |  |  |  | CBSI |  | N/A (CBSI) |  |  |  |  | N/A | N/A | N/A | N/A | N/A | N/A | N/A | N/A |  | N/A | N/A | N/A | N/A | N/A | N/A |  | N/A | N/A | N/A | N/A | N/A | N/A | N/A | N/A | N/A |  |  | N/A | N/A | N/A | N/A | N/A | N/A | N/A | N/A | N/A
CBCD_fNIRS | 2 | HOMER3,NIRS-SPM,QT NIRS | PSP (Cardiac Power Spectrum Peak),SCI (Scalp-Coupling Index) | SCI_thresh = 0.7; PSP_thresh = 0.1; QUALITY_thresh = 0.7; F_range=[0.5 2.5]; wdw_length = 3; overlap=0 |  | Subjects excluded= 1; 60% of good quality channels per participant |  | 1 | Wavelet Filter |  | IQR_wavelet = 1.5 |  |  |  |  | LowPass,HighPass | f_hp = 0.01; f_lp = 0.3 | filter_type = butter; lp_filter_order = 3; hp_filter_order = 5; | checked | OD | No | DPF= [6 6] | GLM |  | OLS (Ordinary Least Squares) |  | The preprocessed signals in HbO2 and HbR were contatenated across the 4 sessions and analysed with a General Linear Model (GLM) approach using the SPM for fNIRS package. The 8 experimental conditions (Rest/Task Left/Right finger tapping 2s/3s) were modelled in the design matrix alongside the short separation channels (that survived the QT-NIRS quality assessment). The boxcar functions reflecting the 8 experimental conditions were convolved with the canonical Hemodynamic Response Function (HRF) made of two gamma functions. A negative HRF was used to fit the HbR time-series. The design matrix then included the following regressors: Rest left finger tapping 2s, Task left finger tapping 2s, Rest left finger tapping 3s, Task left finger tapping 3s, Rest right finger tapping 2s, Task right finger tapping 2s, Rest right finger tapping 3s, Task right finger tapping 3s, short separation channels plus the constant term of the model. This was used to fit the fNIRS data from the long-separation channels, for HbO2 and HbR separately. | SPM | Double gamma function used in SPM-fNIRS | Short Channels |  | Matlab | One-Sample t-Test | HbO and HbR | Channel |  |  | the spatial information reported in the paper by Novi et al. (2020) were used | beta values provided by GLM | N/A |  |  | 0.05 | FDR |  |  |  |  | Chiara Bulgarelli=channel pruning Louisa Gossé=preprocessing, co-registration Paola Pinti=preprocessing, analysis, stats | 4 | 3
CBCD_fNIRS | 1 | HOMER3,QT NIRS | SCI (Scalp-Coupling Index),PSP (Cardiac Power Spectrum Peak) | SCI_thresh = 0.7; PSP_thresh = 0.1; QUALITY_thresh = 0.7; wdw_length= 3; overlap = 0; F_range=[0.5 2.5] |  | Participants that did not have at least 60% of the channels valid were excluded from further analysis (N=7). Subjects=7; |  | 7 | Wavelet Filter |  | IQR_wavelet = 1.5 |  |  |  |  | LowPass,HighPass | f_hp = 0.01; f_lp = 0.3 | filter_type = butter; lp_filter_order = 3; hp_filter_order = 5; | checked | OD | No | DPF= [6 6] | GLM |  | OLS (Ordinary Least Squares) |  |  | Consecutive Gaussian | Width=1 s; step= 1 s; time range= [-2 10] s | Short Channels |  | Matlab | One-Sample t-Test | HbO and HbR | Channel |  |  | We used the spatial registration as implemented in the NIRS-SPM toolbox | beta values provided by GLM | N/A |  |  | 0.05 | N/A |  |  |  |  | Chiara Bulgarelli=channel pruning; stats Louisa Gossé=preprocessing Paola Pinti=co-registration; processing planning | 4 | 3
BFF | 1 | HOMER3,QT NIRS. Custom: Matlab,R, | PSP (Cardiac Power Spectrum Peak),SCI (Scalp-Coupling Index),Manual Selection | SCI_thresh = 0.6; PSP_thresh = 0.1; QUALITY_thresh = 70; | (checked) | Participants 2, 3, 8, 9, 13 and 14 were removed prior to further analyses because < 60% of their channels were of sufficient quality. In addition, two channels were removed because of the heart rate was not visible in the raw fNIRS signals (< 70% of visibility across participants); two supplementary channels were removed because they were identified as having a poor quality; in more than half of the participants. OTHER_PARAMETERS = default |  | 6 | Wavelet Filter | checked | iqr_wavelet = 1.5 | The motion-corrected data were visually inspected to ensure that the selected IQR value was well suited to the present dataset. |  |  |  | LowPass | f_lp = 0.5 | filter_type = butter; lp_filter_order = 3 | checked | OD | No | PPF = [1.0 1.0] | Block Averaging |  | N/A | N/A | N/A | N/A | N/A | N/A |  | RStudio | Paired t-Test,One-tailed t-test,One-Sample t-Test | HbO only | ROI |  |  | We used the same ROIs as in Luke et al. (2021), because ROIs required by the hypotheses and in that paper were similar. | signal amplitude (windowed) | Shapiro-Wilk | Extreme values (i.e., above Q3 + 1.5 × IQR or below Q1 - 1.5 × IQR) was removed prior to further analyses. |  | 0.05 | Bonferroni |  | [5 7] | Baseline correction |  | Ségolène M. R. Guérin : Formal analysis, software, visualization Marion A. Vincent: Formal analysis, software | 4 | 4 |  | Visual inspection of power-spectrum density of raw fNIRS signals
BFF | 2 | HOMER3,QT NIRS. Custom: Matlab,R, | PSP (Cardiac Power Spectrum Peak),SCI (Scalp-Coupling Index),Manual Selection | SCI_thresh = 0.8; PSP = 0.1; QUALITY_thresh = 70; | (checked) | Participants 6, 7, and 10 were removed prior to further analyses because < 70% of their channels (in each experimental condition) were of sufficient quality. In addition, two channels were removed because of the heart rate was not visible in the raw fNIRS signals (< 70% of visibility across participants); eight supplementary channels (two pertaining to the primary motor cortex) were removed because they were identified as having a poor quality in more than half of the participants. OTHER_PARAMETERS = default |  | 3 | Wavelet Filter | checked | iqr_wavelet = 1.5 | The motion-corrected data were visually inspected to ensure that the selected IQR value was well suited to the present dataset. |  |  |  | LowPass | f_lp = 0.5 | filter_type = butter; lp_filter_order = 3 | checked | OD | No | PPF = [1.0 1.0] | Block Averaging |  | N/A | N/A | N/A | N/A | N/A | N/A |  | RStudio | One-tailed t-test,One-Sample t-Test | HbO only | ROI |  |  | We used the locations provided by Novi et al. (2020), as their fNIRS probe was similar to the one used to test the hypotheses. | signal amplitude (windowed) | Shapiro-Wilk | Extreme values (i.e., above Q3 + 1.5 × IQR or below Q1 - 1.5 × IQR) was removed prior to further analyses. |  | 0.05 | Bonferroni |  | [5 7] | Baseline correction |  | Ségolène M. R. Guérin: Formal analysis, software, visualization Marion A. Vincent: Formal analysis, software | 4 | 3 |  | Visual inspection of power-spectrum density of raw fNIRS signals.
msrlab | 1 | HOMER3,R | Visual Inspection of Time Domain | N/A (visual inspection) |  | number of channels discarded: Channels = 96 (Box above did not work) | 96 |  | Hybrid spline wavelet |  | tMotion = 1; tMask = 1; STDEVthresh = 50; AMPthresh = 0.4; p_spline = 0.99; IQR_wavelet = 1.5 |  |  |  |  | LowPass,HighPass | f_hp = 0.01; f_lp = 0.5 | filter_type = butter; lp_filter_order = 3; hp_filter_order = 5; |  | OD | No | PPF = [1.0 1.0] | GLM |  | OLS (Ordinary Least Squares) |  |  | Consecutive Gaussian | trange: -2 20; width = 1.0; step = 1.0 | Polynomial Drift,Short Channels |  | RStudio | Wilcoxon signed-rank test,Linear Mixed Effects | HbR only | Channel,ROI |  |  | assigned to an ROI based on the labels given in the reference paper, i.e. rough anatomical location. | signal amplitude (windowed) | Kolmogorov–Smirnov | Outlier was defined as above or below 2.5 SD. (i.e. >2.5 or < -2.5 after z-transformation)) |  | 0.05 | FDR |  |  |  |  | Martin Schulte-Rüther: visual inspection of bad channels, Analysis in Homer, analysis in R, submission EIleen Weiss: preparatory analysis steps, ANalysis in Homer, visual inspection of bad channels | 3 | 3
msrlab | 2 | HOMER3,R | Visual Inspection of Time Domain | N/A (visual inspection) |  | above field was not editable: Channels = 57 | 57 |  | Hybrid spline wavelet |  | tMotion = 1; tMask = 1; STDEVthresh = 50; AMPthresh = 0.4; p_spline = 0.99; IQR_wavelet = 1.5 |  |  |  |  | LowPass,HighPass | f_hp = 0.01; f_lp = 0.5 | filter_type = butter; lp_filter_order = 3; hp_filter_order = 5; | checked | OD | No | PPF = [1.0 1.0] | GLM |  | OLS (Ordinary Least Squares) |  |  | Consecutive Gaussian | 1.0 1.0 | Polynomial Drift,Short Channels |  | RStudio | Wilcoxon signed-rank test,Other | HbO and HbR | Channel |  |  | channels selected based on anatomical labels in the reference paper |  | Kolmogorov–Smirnov | outliers removed that are above 2.5SD or below -2.5SD |  |  |  | average concentration timecourses were analysed with respect to the baseline period and Within the peak window of the HRF (t<10s), the number of bins were determined where the lower bound of standard errors was larger than the upper bound of the respective mean baseline standard error suggesting reliable concentration larger than zero. Furthermore, the bins were determined where the upper bound of the respective mean baseline standard error of HbR was lower than the lower bound of standard errors of HbO. If both conditions were fulfilled for at least x bins, a channel was deemed as reliable activated for a specific condition within a subject. Then, those channels were listed that exceeded both of theses thresholds for at least 10 bins (~.5 sec). This bin threshold was determined by manual inspection of HRF forms and distribution of bin lengths across the whole dataset, both HRF forms (typical HRF forms were observed in the data with these thresholds) and the distribution (a visible cut at 10) supported the choice. A subject was considered to have reliable contralateral activation, if at least one channel around the sources 5,3,10,12 was reliable activated. |  |  |  | Martin Schulte-Rüther: visual inspection for bad channels, analysis in Homer3, Analysis in R, submission Eileen Weiss: preparatory analysis steps, visual inspection for bad channels, Analysis in Homer3 | 3 | 3 | [7 empty] | see comment
Bionics Institute HUM team | 1 | MNE | N/A | N/A (no pruning) |  |  |  |  | TDDR | checked | filter_cutoff = 0.5; filter_type = butter; filter_order = 3; weight_tune = ¦d/dt¦/ (sigma*4.685); |  |  |  |  | LowPass,HighPass | f_hp = 0.01; f_lp = 0.3 | method = fir; fir_window = hamming, fir_design = firwin; filter_length = 3.3*reciprocal of the shortest transition band; l_trans_bandwidth = min(max(l_freq*0.25,2), l_freq), h_trans_bandwidth = min(max(h_freq*0.25, 2.), info['sfreq']/2. - h_freq) | checked | Hemoglobin | N/A | PPF = [0.115 0.115] | GLM |  | Default | AR1 | The averaged beta values within the ROI is the weighted average among all channels within the ROI, with the weights as the inverse of the significance of fit from that channel. | SPM | convolved with a box car function of 5s duration; oversampling = 50; time_length = 32; onset = 0; | Short Channels |  | Matlab | Paired t-Test | HbO only | ROI |  |  | Shader, M. J., Luke, R., Gouailhardou, N., & McKay, C. M. (2021). The use of broad vs restricted regions of interest in functional near-infrared spectroscopy for measuring cortical activation to auditory-only and visual-only speech. Hearing Research, 406, 108256. https://doi.org/10.1016/j.heares.2021.108256 | beta values provided by GLM | N/A |  |  | 0.05 | Bonferroni |  |  |  |  | Tommy Peng - full analysis of dataset 1. Ishara Paranawithana - ROI and pre-processing pipeline definition and selection of dataset 2. Darren Mao - rest of the analysis of dataset 2. | 5 | 5
Empenn U1228 | 2 | MNE | PSP (Cardiac Power Spectrum Peak),SCI (Scalp-Coupling Index) | SCI_thresh = 0.8; PSP_thresh = 0.1 | checked |  |  | 242 | TDDR | checked | filter_cutoff = 0.5; filter_type = butter; filter_order = 3; weight_tune = ¦d/dt¦/ (sigma*4.685); |  |  |  |  | LowPass,HighPass | f_hp = 0.01; f_lp = 0.09 | method = fir; fir_window = hamming, fir_design = firwin; filter_length = 3.3*reciprocal of the shortest transition band; l_trans_bandwidth = min(max(l_freq*0.25,2), l_freq), h_trans_bandwidth = min(max(h_freq*0.25, 2.), info['sfreq']/2. - h_freq) | checked | Hemoglobin | N/A | DPF = [6 6] | GLM |  | OLS (Ordinary Least Squares) | ORDER = 1 | Both the ΔHbO and the ΔHbR signals from the short channels were averaged and included as two additional regressors. | Gamma | TR=0.112 | Short Channels |  | Python | Multiple Comparisons Correction,Two-Sample t-Test,One-tailed t-test | HbO and HbR | Channel |  |  | From [Novi 2020]'s paper we extracted channels located in the primary motor cortex, i.e. spanning the precentral gyrus. Channels S5_D13, S5_D16, S3_D2, S3_D8, S3_D9 for the left hemisphere and S12_D29, S12_D32, S10_D24, S10_D18, S10_D25 for the right hemisphere. | beta values provided by GLM | N/A | Channels identified as bad in QC were considered not significant. |  | 0.05 | FDR |  |  |  |  | Nolwenn Jégou data analysis, design analysis and report Isabelle Corouge design analysis and report Elise Bannier design analysis and report Emmanuel Caruyer design analysis and report | 3 | 3 | [8 empty] | p_valules provided by GLM and corrected for multiple comparison | checked
robusta | 1 | MNE | SCI (Scalp-Coupling Index) | SCI_thresh = 0.5 |  | Channels = 206 across subject (no complete subject discarded) (field above not working) | 206 | 0 | TDDR | checked | filter_cutoff = 0.5; filter_type = butter; filter_order = 3; weight_tune = ¦d/dt¦/ (sigma*4.685); |  |  |  |  | LowPass,HighPass | f_hp = 1 / (2*longest_interval_between_same_trials); f_lp = 0.7 | method = fir; fir_window = hamming, fir_design = firwin; filter_length = 3.3*reciprocal of the shortest transition band; l_trans_bandwidth = min(max(l_freq*0.25,2), l_freq), h_trans_bandwidth = min(max(h_freq*0.25, 2.), info['sfreq']/2. - h_freq) | checked | Hemoglobin | No | DPF = [6 6] | GLM |  | Default | 5 |  | Glover | oversampling=50, time_length=32.0, onset=0.0 | Cosine drift,PCA of the Short Channels |  | Python | Permutation Test | HbO only | ROI |  |  | LIFG ROI: channels with sources 1-4, LHG ROI: channels with sources 5-6, RGH ROI: channels with sources 11-12, OCC ROI: channels with sources 7-10; channels were chose based on prior publication of the data | beta values provided by GLM | N/A |  |  | 0.05 | N/A |  |  |  |  | Roman Kessler; whole analysis and reporting | 2 | 3
robusta | 2 | MNE | SCI (Scalp-Coupling Index) | SCI_thresh = 0.5 |  | Channels = 126 across subject (no complete subject discarded) (field above not working) | 126 | 0 | TDDR | checked | filter_cutoff = 0.5; filter_type = butter; filter_order = 3; weight_tune = ¦d/dt¦/ (sigma*4.685); |  |  |  |  | LowPass,HighPass | f_hp = 1 / (2*longest_interval_between_same_trials); f_lp = 0.7 | method = fir; fir_window = hamming, fir_design = firwin; filter_length = 3.3*reciprocal of the shortest transition band; l_trans_bandwidth = min(max(l_freq*0.25,2), l_freq), h_trans_bandwidth = min(max(h_freq*0.25, 2.), info['sfreq']/2. - h_freq) | checked | Hemoglobin | No | DPF = [6 6] | GLM |  | Default | 9 |  | Glover | oversampling=50, time_length=32.0, onset=0.0 | Cosine drift,PCA of the Short Channels |  | Python | Multiple Comparisons Correction,Other | HbO only | ROI |  |  | LM1: S3_D2, S3_D8, S3_D9, S5_D13, S5_D13; RM1: S10_D16, S10_D24, S10_D25, S12_D29, S12_D32; left side channels were picked according to prior publication of the data, and right side channel were manually chosen as analogue to the left side channels | beta values provided by GLM | N/A |  |  | 0.05 | Benjamini-Hochberg |  |  |  |  | Roman Kessler; whole analysis and reporting | 2 | 2 | [7 empty] | Fisher combined p value (cross channels of a ROI) with multiple comparison correction using Benjamini Hochberg
Shader Lab | 1 | MNE | SCI (Scalp-Coupling Index) | SCI_thresh = 0.7 |  |  |  |  | N/A |  | N/A (no MA correction) |  |  |  | 0.3 | N/A | N/A (no filter) | N/A (no filter) |  | N/A | No | PPF = [1.0 1.0] | GLM |  | Default | AR1 |  | SPM | Duration = 5 sec; oversampling = 50; time_length = 32; onset = 0; | Cosine drift,Short Channels |  | RStudio | Linear Mixed Effects | HbO only | ROI |  |  | fOLD toolbox | beta values provided by GLM | N/A |  |  | 0.05 | N/A |  |  |  |  | Maureen Shader | 4 | 4
HSU | 1 | MNE, Custom:Python | Other | SCI_thresh = 0.8; PSP_thresh = 0.1; l_freq=0.7; h_freq=1.5; l_trans_bandwidth=0.3; h_trans_bandwidth=0.3; |  | if SCI or PP were bad in > 80% of segments then the channel was removed |  | 153 | TDDR | checked | filter_cutoff = 0.5; filter_type = butter; filter_order = 3; weight_tune = ¦d/dt¦/ (sigma*4.685); | mne.preprocessing.nirs.temporal_derivative_distribution_repair(raw_od) |  |  |  | LowPass,HighPass | f_hp = 0.02; f_lp = 0.6 | filter_order = 16 |  | Hemoglobin | No | DPF = [6 6] | GLM |  | Default | AR5 | drift_model=None, high_pass=None (as the data was already filtered) | SPM | stim_dur=5.0; oversampling = 50; time_length = 32; onset = 0; | Short Channels |  | Python | Linear Mixed Effects | HbO only | ROI |  |  | fOLD specificity for BA 17 > 10%, unweighted | beta values provided by GLM | N/A |  |  | 0.05 | N/A | no correction for multiple comparsions necessary |  |  |  |  | 4 | 4 |  | A combination of SCI and peak power of the cross-correlated signal was used. This corresponds to qt-nirs, but a custom implementation using MNE was used.
photon | 1 | MNE, Nilearn,Other, Custom: Python, | Other | N/A |  | Exlcuded: Subjects = 0; Channels = 56 | 56 | 0 | TDDR | checked | filter_cutoff = 0.5; filter_type = butter; filter_order = 3; weight_tune = ¦d/dt¦/ (sigma*4.685); |  |  |  |  | LowPass,HighPass | f_hp = 0.01, f_lp = 0.7 | method = fir; Width of the transition band at the low cut-off: 0.005, Width of the transition band at the high cut-off: 0.3 |  | Hemoglobin | No | PPF = [0.1 0.1] | GLM |  | Other | 21 |  | Glover | oversampling=50, time_length=32.0, onset=0.0 | Short Channels |  | RStudio | Linear Mixed Effects | HbO and HbR | ROI |  |  | channel specificity was precomputed for channels with a distance between 15 and 45mm based on the Juelich atlas and the channel mapping of the fOLD toolbox. Only channels with a specificity greater than 30 were considered as relevant and included in an ROI. | beta values provided by GLM | N/A | outliers were defined as >3SD and < -3SD fom the mean and removed from subsequent analysis |  | 0.05 | N/A | Normality was assessed visually via a histogramm |  |  |  | Christian Gerloff: Preprocessing, Analysis, Interpretation Vanessa Reindl: Analysis, Interpretation | 5 | 5 | fOLD | machine learning model (manuscript in preparation) | [7 empty] | checked
photon | 2 | MNE, Nilearn,Other, Custom: Python, | Other | N/A |  | Excluded: Subjects = 0; Channels = 354 | 354 | 0 | TDDR | checked | filter_cutoff = 0.5; filter_type = butter; filter_order = 3; weight_tune = ¦d/dt¦/ (sigma*4.685); |  |  |  |  | LowPass,HighPass | f_hp = 0.01, f_lp = 0.7 | method = fir; Width of the transition band at the low cut-off: 0.005, Width of the transition band at the high cut-off: 0.3 |  | Hemoglobin | No | PPF = [0.1 0.1] | GLM |  | Other | 36 |  | Glover | stimulus duration varies per session between 2s (stim_dur=2) and 3s (stim_dur=3); oversampling=50, time_length=32.0, onset=0.0 | Short Channels |  | RStudio,Python | Paired t-Test,Other | HbO and HbR,Other | ROI |  |  | Channel specificity was precomputed for channels with a distance between 15 and 45mm based on the Juelich atlas and the channel mapping of the fOLD toolbox. Only channels with a specificity greater than 30 were considered as relevant and included in an ROI. | beta values provided by GLM | N/A | For the exploratory analysis, outliers were defined as >3SD and < -3SD fom the mean and removed from subsequent analysis. |  | 0.05 | N/A | For exploratory analysis, no multiple comparison correction was applied because none of the t-tests were significant. Otherwise, we would have applied FDR correction. |  |  |  | Christian Gerloff: Preprocessing, Analysis, Interpretation Vanessa Reindl: Analysis, Interpretation | 4 | 3 | fOLD | machine learning model (manuscript in preparation) | [5 empty] | (Wald) t-statistic for parameter estimate | For individual subject results, we derived a combined estimate to test across chromophores. To this end, Hbr response estimates were inverted by -1 and combined with hbo response estimates to perform a combined significance test against zero. Specifically, a weighted average of response estimates from each channel and their standard deviation is used to calculate the p-value and t-value for each ROI. The t-value is calculated by dividing the weighted average of response estimates by the weighted average of the standard deviation. The degrees of freedom are then used to calculate the p-value using the cumulative distribution function of the t-distribution. | checked
HSU | 2 | MNE,Custom: Python | Other | SCI_thresh = 0.8; PSP_thresh = 0.1; l_freq=0.7; h_freq=1.5; l_trans_bandwidth=0.3; h_trans_bandwidth=0.3; |  | subjects were removed at a later step if the bad channels were in a ROI |  | 97 | TDDR | checked | filter_cutoff = 0.5; filter_type = butter; filter_order = 3; weight_tune = ¦d/dt¦/ (sigma*4.685); |  |  |  |  | LowPass,HighPass | f_hp = 0.02; f_lp = 0.6 | filter_order = 16 |  | Hemoglobin | N/A | DPF = [6 6] | GLM |  | Default | AR5 |  | SPM | stim_dur=2.0; oversampling = 50; time_length = 32; onset = 0; | Short Channels |  | Python | Linear Mixed Effects | HbO only | ROI |  |  | fold specificity > 10 & for prim. motor cortex (BA 4) | beta values provided by GLM | N/A |  |  | 0.05 | N/A | Channels of left ROI were bad for all subjects, except subject 08 which had one good channel. All sessiojns of a subject were merged at the beginning of the analysis |  |  |  |  | 4 | 4 |  | custom implementation of qt-nirs
TomosapiensV2 | 1 | NeuroDOT,NIRFAST(ER),Other, Custom: Matlab, | PSP (Cardiac Power Spectrum Peak),SNR Threshold,Visual Inspection of Time Domain,Other | SNR_thresh = 0.75 | checked | No subjects were excluded but a maximum of 8 channels were removed per subject. DQ measures such as pulse SNR and GVTD were visualized but these were not used to remove subjects from the final analysis. |  | 0 | N/A |  | N/A (no MA correction) |  |  |  |  | LowPass,HighPass | f_hp = 0.02; f_lp = 1.0 | filter_order = 5; Bandpass filter = 5th order; Low-Pass filter = 5th order; Bandpass cutoff = 0.02 - 1.0Hz; Superficial signal regression; Low-Pass cutoff = 0.5Hz | checked | OD | Other | N/A | GLM | We compared the results from GLM and also Block Averaging separately | OLS (Ordinary Least Squares) |  | We considered two methods, modelling all instances of a single event type in a single column vs. modelling each event as a separate column. The latter approach followed by combining the beta maps for statistics provided relatively better results. | Default | HRF was made using a two-gamma function fitted to the in vivo HD-DOT data, as referenced in Hassanpour et.al 2014 (https://doi.org/10.1016/j.neuroimage.2013.05.105 ) | Superficial signal regression of channels between 1-15 mm separation |  | Matlab | One-Sample t-Test,Two-Sample t-Test | HbO only | Image,ROI |  |  | ROI selection was based on the estimated overlap of the areas under the channel pairs for bilateral auditory, occipital, and left frontal regions listed in Luke.et.al 2021 and our flat field reconstruction of the sensitivity profile. Each ROI was generated using 2 to 3 seeds of radius 40 mm. Larger ROIs were chosen deliberately given the sparse coverage of the fNIRs cap. | beta values provided by GLM | N/A |  |  | 0.05 | None |  | [-5 12] | Detrending |  | Aahana Bajracharya (Team Management; Auditory dataset preprocessing; post-processing; Literature discussion; Addressing research questions; Reporting) Arefeh Sherafati (Auditory dataset preprocessing; post-processing; Literature discussion; Addressing research questions; Reporting) Chen-Hao Lin (Motor dataset preprocessing; post-processing; Literature discussion; Addressing research questions; Reporting) Dalin Yang (Motor dataset preprocessing; post-processing; Literature discussion; Addressing research questions; Reporting) Ari Segel (Dataset preparation; Pre-processing support; Literature discussion; Metadata compilation; Reporting) Emma Speh (Dataset preparation; Pre-processing support; Literature discussion; Metadata compilation; Reporting) Jonathan Peelle (Literature discussion; Analysis methods; Addressing research questions) Adam Eggebrecht (Literature discussion; Analysis methods; Addressing research questions) | 5 | 3 | SNIRF toolbox | Removing nearest neighbors that are > 40mm apart |  | Superficial signal regression of channels between 1-15 mm separation
TomosapiensV2 | 2 | NeuroDOT,NIRFAST(ER),Other, Custom: Matlab, | PSP (Cardiac Power Spectrum Peak),SNR Threshold,Visual Inspection of Time Domain,Other | SNR_thresh = 0.75 | checked | No subjects were excluded but a maximum of 7 channels were removed per subject. DQ measures such as pulse SNR and GVTD were visualized but these were not used to remove subjects from the final analysis. |  | 0 | N/A |  | N/A (no MA correction) |  |  |  | 1 | HighPass,LowPass | f_hp = 0.02; f_lp = 1.0 | filter_order = 5; Bandpass filter = 5th order; Low-Pass filter = 5th order; Bandpass cutoff = 0.02 - 1.0Hz; Superficial signal regression; Low-Pass cutoff = 0.5Hz | checked | OD | Other | N/A | GLM | We used block averaging for preliminary visualization of the HRF | OLS (Ordinary Least Squares) |  | We considered two methods, modelling all instances of a single event type in a single column vs. modelling each event as a separate column. The latter approach followed by combining the beta maps for statistics provided relatively better results. | Default | HRF was made using a two-gamma function fitted to the in vivo HD-DOT data, as referenced in Hassanpour et.al 2014 (https://doi.org/10.1016/j.neuroimage.2013.05.105) | Superficial signal regression of channels between 1-15 mm separation |  | Matlab | Other | HbO only | Image,ROI |  |  | Based on Novi et al., 2020 paper for 20 seed regions (10 seeds for each hemisphere) within the motor cortex (i.e., precentral, and postcentral motor gyrus) and used a kernel function with a 5 mm radius (the size of each seed is 10 mm) | beta values provided by GLM | N/A |  |  | 0.001 | N/A |  | [0 12]; [0 13] | Detrending |  | Aahana Bajracharya (Team Management; Auditory dataset preprocessing; post-processing; Literature discussion; Addressing research questions; Reporting) Arefeh Sherafati (Auditory dataset preprocessing; post-processing; Literature discussion; Addressing research questions; Reporting) Chen-Hao Lin (Motor dataset preprocessing; post-processing; Literature discussion; Addressing research questions; Reporting) Dalin Yang (Motor dataset preprocessing; post-processing; Literature discussion; Addressing research questions; Reporting) Ari Segel (Dataset preparation; Pre-processing support; Literature discussion; Metadata compilation; Reporting) Emma Speh (Dataset preparation; Pre-processing support; Literature discussion; Metadata compilation; Reporting) Jonathan Peelle (Literature discussion; Analysis methods; Addressing research questions) Adam Eggebrecht (Literature discussion; Analysis methods; Addressing research questions) | 5 | 4 | SNIRF toolbox | Removing nearest neighbors that are > 40mm apart |  | Superficial signal regression of channels between 1-15 mm separation |  |  |  | Welch-Satterthwaite corrected t-test (calculated t-values and p-values, then we plotted the voxel-based t-map)
"Neurorehabilitation Lab, AIST" | 2 | OpenPoTATo | N/A | N/A (no pruning) |  |  |  |  | N/A |  | N/A (no MA correction) |  |  |  |  | LowPass,HighPass | f_hp = 0.01; f_lp = 1.00 Hz |  | checked | Hemoglobin | Other | N/A | Block Averaging |  | N/A | N/A | N/A | N/A | N/A | N/A |  | Open PoTATo | Paired t-Test | HbO only | Channel |  |  | Yes | signal amplitude (windowed) | N/A |  |  | 0.05/11 | Bonferroni |  | [-5 15] | Baseline correction |  | Hiroshi Kawaguchi, all | 5 | 5 |  |  |  | Hemodynamic modality separation
"The John Paul II Catholic University of Lublin, Department of Experimental Psychology" | 1 | Other | SCI (Scalp-Coupling Index),Visual Inspection of Time Domain | SCI_thresh = 0.8 | checked | Subjects = 3; Channels = 103 | 103 | 3 | TDDR | checked | filter_cutoff = 0.5; filter_type = butter; filter_order = 3; weight_tune = ¦d/dt¦/ (sigma*4.685); |  |  |  |  | LowPass | f_lp = 0.4 Hz | Default | checked | OD | Other | DPF = [6 6] | GLM |  | Default |  |  | SPM | Stimulation duration = 5 s | Polynomial Drift,Short Channels |  | JASP | One-Sample t-Test,Repeated Measures ANOVA | HbO and HbR | ROI |  |  | fOLD based on the literature | beta values provided by GLM | Shapiro-Wilk |  |  | 0.05 | Bonferroni |  |  |  |  | Dariusz Zapała (signal quality assessment, data preprocessing, statistical analysis, interpretation of the results) Paweł Augustynowicz (data processing, design of processing pipeline) | 4 | 3 | CortiPrism |  |  | Correlation based signal improvements | [5 empty] | checked
"The John Paul II Catholic University of Lublin, Department of Experimental Psychology" | 2 | Other | Visual Inspection of Time Domain,SCI (Scalp-Coupling Index) | SCI_thresh = 0.8 | checked | Subjects = 0; Channels = 115 | 115 | 0 | TDDR | checked | filter_cutoff = 0.5; filter_type = butter; filter_order = 3; weight_tune = ¦d/dt¦/ (sigma*4.685); |  |  |  |  | LowPass | f_lp = 0.4 Hz | Default | checked | OD | Other | DPF = [6 6] | GLM |  | Default |  |  | SPM |  | Short Channels,Polynomial Drift |  | JASP | Paired t-Test,One-Sample t-Test | HbO and HbR | ROI |  |  | fOLD based on the literature | beta values provided by GLM | Shapiro-Wilk |  |  | 0.05 | N/A |  | N/A | Other |  | Dariusz Zapała (signal quality assessment, data preprocessing, statistical analysis, interpretation of the results) Paweł Augustynowicz (data preparation and processing, design of processing pipeline) | 4 | 3 | CortiPrism |  |  | Correlation based signal improvements | Correlation based signal improveme |  |  |  |  | checked
LIONlab | 1 | Other | N/A | N/A (no pruning) |  |  |  |  | Targeted PCA |  | Subtract target PCA, offset correction, manual review. Detected using artefact detection moving average=1 seconde; median threshold > 5, min; subinterval=2 secondes; correlation among channel > 0.8) | Subtract target PCA, offset correction, manual review. Detected using artefact detection moving average=1 seconde; median threshold > 5, min; subinterval=2 secondes; correlation among channel > 0.8) |  |  |  | LowPass | f_lp = 0.2 | filter_type = butter; filter_order = 4 |  | OD | Other | DPF = [6.15 5.09]; PPF= [1 1] | GLM |  | OLS (Ordinary Least Squares) |  | Use function regress.m (MATLAB) | Glover | TPeak1=5.4; FWHM1=5.2; TPEAK2=10.8; FWHM2=7.35; DIP=0.35 | Short Channels |  | Matlab | One-tailed t-test,Two-Sample t-Test,Linear Mixed Effects | HbO only | Channel |  |  | Select the peak in a predefine larger anatomical sub-region | beta values provided by GLM | N/A | zscore > 3 |  | 0.05 | N/A | Due to the short delay and the good data quality, artifact corrections were mostly performed automatically. |  |  |  | Julie Tremblay (data analysis) Anne Gallagher (correction, discussion) Phetsamone Vannasing (correction, discussion) Natacha Paquette (correction, discussion) | 4 | 4 | LIONirs |  |  | Include all channel
LIONlab | 2 | Other | N/A | N/A (no pruning) |  |  |  |  | Targeted PCA |  | Subtract target PCA, offset correction, manual review. Detected using artefact detection moving average=1 seconde; median threshold > 5, min; subinterval=2 secondes; correlation among channel > 0.8) | Subtract target PCA, offset correction, manual review. Detected using artefact detection moving average=1 seconde; median threshold > 5, min; subinterval=2 secondes; correlation among channel > 0.8) |  |  |  | LowPass | f_lp = 0.2 | filter_type = butter; filter_order = 4 |  | OD | Other | DPF = [6.15 5.09]; PPF= [1 1] | GLM |  | OLS (Ordinary Least Squares) |  | Use function regress.m (MATLAB) | Glover | TPeak1=5.4; FWHM1=5.2; TPEAK2=10.8; FWHM2=7.35; DIP=0.35 | Short Channels |  | Matlab | One-tailed t-test,Two-Sample t-Test,Linear Mixed Effects | HbO only | Channel |  |  | Select the peak in a predefine larger anatomical sub-region | beta values provided by GLM | N/A | zscore > 3 |  | 0.05 | N/A | Due to the short delay and the good data quality, artifact corrections were mostly performed automatically. |  |  |  | Julie Tremblay (data analysis) Anne Gallagher (correction, discussion) Phetsamone Vannasing (correction, discussion) Natacha Paquette (correction, discussion) | 4 | 4 | LIONirs |  |  | Include all channel
Maastricht HBCI group | 1 | Satori | SCI (Scalp-Coupling Index) | SCI_thresh = 0.75 | checked | Unable to use the notation in the previous box. Data quality was assessed by computing the scalp-coupling (SCI) index, per channel. Participants presenting less than 50% of channels with an SCI below the threshold of 0.75 were excluded from the group analysis, with the final dataset being comprised of N = 13. Indices of participants excluded: 7,8,13,14. |  | 4 | TDDR,Monotonic Interpolation | checked | Spike_thresh = 3.5(std from the mean); timelag_moving_window = 5; influence_0.5; iteration = 10; | SpikeThreshold= 3.5 SD in OD; Timelag = 5 seconds |  |  |  | LowPass,HighPass | f_hp = 0.01; f_lp = 0.4 | filter_type_hp = butter; filter_order_hp = 2; filter_type_lp = gaussianSmooth; kernel = 1D, kernel_size = cut-off frequency | checked | OD | Other | DPF = [6.40 5.75] | GLM |  | AR-IRLS | N/A (pre-whitening); max AR= 20; |  | Gamma | 2-gamma, onset = 0; tau1 = 6; width1 = 1; tau2 = 16; width2 = 1; ratio = 1/6; | A General Linear Model (GLM) based short-channel regression (SSR) was performed for each channel, using as regressor the highest correlation short distance detector (SDD) data |  | N/A | Random Effects | HbO and HbR | ROI |  |  | Aligning 3D probe positions based on landmark positions present in the probe information in each ‘snirf’ file, allowed for the correspondence of optode location to normalized MNI space. Using term-based meta-analyses on fMRI data (https://neurosynth.org/) and a public repository of fMRI based-data statistical maps (Gorgolewski et al. 2015), a selection of channels of interest, corresponding to the brain regions mentioned in the hypothesis tested was done. For left Heschl's gyri (HG), channels S5-D2 and S6-D2 were considered of interest. For right HG, channels S12-D12 and S11-D12 were considered of interest. Channels S4-D2 and S4-D1 were considered to cover the left inferior frontal gyrus (LIFG). Finally, all channels comprised of the combination of optodes S7-10 and D6-8 were considered to cover the occipital cortex. | Other; t-statistics (probably of the beta values!?) | N/A |  |  | 0.05 | N/A | A random effects (RFX-GLM) group-level analysis was performed, separating subject predictors of the experimental protocol (‘Control’, ‘Noise,’ ‘Speach’), to determine active cortical areas considering the contrasts for each hypothesis testing (N = 13, p < 0.05 uncorrected). For each hypothesis, we report the statistical t-value from the group-level RFX-GLM contrast analysis, as well as the p-value, for each of the channels of interest active (if any), for both HbO and HbR. For all hypotheses, we considered it true if any channel within the channels of interest aforementioned described for the respective brain region appears to have a significant activation for both HbO and HbR. |  | Baseline correction |  | '- Danielle Evenblij (data preparation and analysis, writing documentation, submission) - Michael Luehrs (supervision, especially concerning data-analysis & used software) - Iara de Almeida (data preparation and analysis, writing documentation) - João Pereira (data preparation and analysis, writing documentation, submission) - Zeus Tipado(data preparation and analysis, writing documentation) - Bettina Sorger (data management, supervision) | 4 | 4 |  |  |  | A General Linear Model (GLM) based short-channel regression (SSR) was performed for each channel, using as regressor the highest correlation short distance detector (SDD) data | z-transform normalization |  | Satori |  | t-statistics
Maastricht HBCI group | 2 | Satori | N/A | N/A |  | No. |  | 0 | TDDR,Monotonic Interpolation | checked | Spike_thresh = 3.5(std from the mean); timelag_moving_window = 5; influence_0.5; iteration = 10; |  |  |  |  | LowPass,HighPass | f_hp = 0.03; f_lp = 0.4 | filter_type_hp = butter; filter_order_hp = 2; filter_type_lp = gaussianSmooth; kernel = 1D, kernel_size = cut-off frequency | checked | OD | Other | DPF = [6.40 5.75] | GLM |  | AR-IRLS | N/A (pre-whitening); max AR= 20; |  | Gamma | We used 2-Gamma; onset: 0; time to response peak: 6; Response dispersion: 1; Response undershoot ratio: 6; Time to undershoot peak: 6; Undershoot dispersion: 1 | A General Linear Model (GLM) based short-channel regression (SSR) was performed for each channel, using as regressor the highest correlation short distance detector (SDD) data |  | N/A | One-tailed t-test,Two-tailed t-test | HbO and HbR | ROI |  |  | No toolbox was used. The ROIs (right and left M1). We selected 3 channels for each hemisphere that represented the hand knob area in the primary motor cortex, based on Satori’s visualization of channels’ projection of light on a 3D head mesh. | beta values provided by GLM | N/A | No. |  | 0.01 | FDR | A hypothesis was considered true if for all the relevant contrasts any of the three channels of interest had a p-value < 0.1 (one-sided). This had to be the case for both HbO and HbR. |  |  |  | All were involved in trying to understand the study and hypotheses, planning of the data analysis and the discussion of the results (specific contribution in brackets). - Danielle Evenblij (data preparation and analysis, writing documentation, submission) - Michael Luehrs (supervision, especially concerning data-analysis & used software) - Iara de Almeida (data preparation and analysis, writing documentation) - Joao Figueiredo Pereira - Zeus Tipado - Bettina Sorger (data management, supervision) | 4 | 4 |  | - |  | Short-channel regression |  |  | Satori |  |  | checked
TAU Center for Cognitive Development | 1 | Satori | Manual Selection,Other | N/A (manual selection) | checked | We used default parameters except: Temporal Filtering we marked the Linear detrending. In addition, we changed Low pass from 0.5 to 2.0. Also we marked the Z-transform (Normalization) |  |  | Rejection,Monotonic Interpolation,TDDR | checked | Spike_thresh = 3.5(std from the mean); timelag_moving_window = 5; influence_0.5; iteration = 10; |  |  |  |  | LowPass,HighPass | f_hp = 0.01; f_lp = 2.0 | filter_type_hp = butter; filter_order_hp = 2; filter_type_lp = gaussianSmooth; kernel = 1D, kernel_size = cut-off frequency |  | OD | No | PPF = [1.0 1.0] | GLM |  | AR-IRLS | 20 |  | Gamma | Time to response 6, Onset 0, Time to peak 6 | Short Channels |  | N/A | Paired t-Test,One-tailed t-test,Two-tailed t-test | HbO only | Channel |  |  | we projected the channel location on the template of the cortex using NirStie, and showing respected channels. | beta values provided by GLM,Other | N/A |  |  | 0.05 | FDR |  |  |  |  | Dr. Sagi Jaffe-Dax, Hadas Shavit, Nofar Kochavi, Nadeen Kherbawy. | 3 | 4 |  | We used WorkFlow preprocessing in Satori | [6 empty] | We checked the t-value form the beta value
TAU Center for Cognitive Development | 2 | Satori | Manual Selection,Other | N/A (manual selection) | checked | We used default parameters except: Temporal Filtering we marked the Linear detrending. In addition, we changed Low pass from 0.5 to 1.0. In the short-channel regression box we marked closest SSR. Also we marked the Z-transform (Normalization) |  |  | Monotonic Interpolation,Rejection | checked | Spike_thresh = 3.5(std from the mean); timelag_moving_window = 5; influence_0.5; iteration = 10; |  |  |  |  | LowPass,HighPass | f_hp = 0.01; f_lp = 1.0 | filter_type_hp = butter; filter_order_hp = 2; filter_type_lp = gaussianSmooth; kernel = 1D, kernel_size = cut-off frequency |  | OD | No | PPF = [1.0 1.0] | GLM |  | AR-IRLS | 20 |  | Gamma | Time to response 6, Onset 0, Time to peak 6 | Short Channels |  | N/A | One-tailed t-test,Two-tailed t-test | HbO only | Channel |  |  | we projected the channel location on the template of the cortex using NirStie, and showing respected channels. | beta values provided by GLM,Other | N/A |  |  | 0.05 | FDR |  |  |  |  | Dr. Sagi Jaffe-Dax, Hadas Shavit, Nofar Kochavi, Nadeen Kherbawy. | 3 | 4 |  | We used WorkFlow preprocessing in Satori | [6 empty] | We checked the t-value form the beta value
"Neurorehabilitation Lab, AIST" | NA
Adi-Negev Team | NA
Empenn U1228 | NA
NIRS-riders | NA
Shader Lab | NA
Tuebingen | NA